## Figure_1
TECHNOLOGY | POWER CAPACITY MW | ENERGY STORAGE CAPACITY MWH
Batteries | 1013.3 | 1627
Flywheels | 47 | 17
Natural Gas with Compressed Air Storage | 110 | 110
Solar Thermal with Energy Storage | 405 | 0
Pumped Storage Hydropower | 21900 | 553000

## Figure_2
REGION | PROJECT TYPE | CAPACITY MW | NUMBER OF PROJECTS
Northwest | Conduit | 39.1619 | 29
Northwest | New Stream-Reach Development | 27.68 | 6
Northwest | Non-Powered Dams | 48.2 | 7
Northwest | Capacity Additions | 949.45 | 50
Northwest | Downrates | -229 | -13
Northwest | Retired | -20.5 | -3
Southwest | Conduit | 43.1426 | 37
Southwest | Non-Powered Dams | 29.96 | 5
Southwest | Capacity Additions | 66.8 | 34
Southwest | Downrates | -35.6 | -20
Southwest | Retired | -11 | -2
Midwest | Conduit | 4.6 | 2
Midwest | Non-Powered Dams | 289.35 | 7
Midwest | Capacity Additions | 115.5 | 23
Midwest | Downrates | -49.5 | -16
Midwest | Retired | -23.8 | -6
Northeast | Conduit | 0.3556 | 9
Northeast | Non-Powered Dams | 69.451 | 13
Northeast | Capacity Additions | 281.7 | 27
Northeast | Downrates | -19.4 | -12
Northeast | Retired | -17.1 | -4
Southeast | Conduit | 1.3 | 1
Southeast | Non-Powered Dams | 8.5 | 3
Southeast | Capacity Additions | 250.1 | 19
Southeast | Downrates | -63.7 | -10
Southeast | Retired | -68 | -5

## Figure_3
TRANSFER YEAR | AUTHORIZATION TYPE | NUMBER OF PLANTS TRANSFERRED | CAPACITY OF TRANSFERS MW
2005 | FERC License | 36 | 1620.417
2006 | FERC License | 22 | 341.1
2007 | FERC Exemption | 1 | 0.17
2007 | FERC License | 35 | 3373.602
2008 | FERC Exemption | 2 | 0.444
2008 | FERC License | 16 | 614.222
2009 | FERC License | 31 | 201.134
2010 | FERC Exemption | 2 | 3.5
2010 | FERC License | 17 | 85.276
2011 | FERC Exemption | 7 | 7.66
2011 | FERC License | 2 | 2.6
2012 | FERC Exemption | 8 | 5.957
2012 | FERC License | 51 | 1018.209
2013 | FERC Exemption | 17 | 67.519
2013 | FERC License | 16 | 76.643
2014 | FERC Exemption | 10 | 6.749
2014 | FERC License | 33 | 1197.037
2015 | FERC Exemption | 35 | 64.083
2015 | FERC License | 44 | 438.137
2016 | FERC Exemption | 6 | 1.26
2016 | FERC License | 41 | 969.444
2017 | FERC Exemption | 18 | 18.386
2017 | FERC License | 28 | 953.748
2018 | FERC Exemption | 2 | 0.33
2018 | FERC License | 6 | 33.375
2019 | FERC License | 13 | 1371.9

## Figure_4
PROJECT START YEAR | PROJECT STATUS | MILLION 2019
2008 | Complete | 587
2008 | Ongoing | 188
2009 | Complete | 819
2010 | Complete | 629
2010 | Ongoing | 317
2011 | Complete | 988
2012 | Complete | 577
2013 | Complete | 569
2013 | Ongoing | 105
2014 | Complete | 574
2014 | Ongoing | 35
2015 | Complete | 684
2015 | Ongoing | 231
2016 | Complete | 455
2016 | Ongoing | 762
2017 | Complete | 442
2017 | Ongoing | 307
2018 | Complete | 261
2018 | Ongoing | 261
2019 | Complete | 31
2019 | Ongoing | 616

## Figure_5
YEAR | PROJECT TYPE | TOTAL CAPACITY RELICENSED MW | NUMBER OF RELICENSES ISSUED
2010 | CH | 455.485 | 6
2011 | CH | 258.215 | 11
2012 | CH | 924.584 | 7
2013 | CH | 2000.299 | 5
2013 | PSH | 364.5 | 1
2014 | CH | 939.063 | 8
2014 | PSH | 778.5 | 2
2015 | CH | 1121.872 | 7
2015 | PSH | 1540.15 | 3
2016 | CH | 262.974 | 3
2016 | CH/PSH | 867.6 | 1
2017 | CH | 176.778 | 8
2018 | CH | 212.099 | 8
2019 | CH | 111.617 | 8
2019 | PSH | 2945 | 2

## Figure_6
EHA PTID | FC DOCK | PTNAME | TYPE | LAT | LON | COUNTY | STATE | FCEXPIREYR | REGION | CAPACITY MW
hc0125_p01 | P-2736 | American Falls | HY | 42.7792 | -112.8748 | Power | ID | 2025 | Northwest | 92.4
hc0151_p01 | P-5089 | Felt | HY | 43.9075 | -111.2846 | Teton | ID | 2023 | Northwest | 7.4
hc0304_p01 | P-539 | Mother Ann Lee | HY | 37.8311 | -84.7239 | Mercer | KY | 2022 | Midwest | 2.1
hc0308_p01 | P-1403 | Narrows | HY | 39.2388 | -121.2695 | Nevada | CA | 2026 | Southwest | 10.2
hc0315_p01 | P-2570 | Racine | HY | 38.9153 | -81.9082 | Meigs | OH | 2023 | Midwest | 47.4
hc0317_p01 | P-2614 | Greenup | HY | 38.6466 | -82.8546 | Sciota | OH | 2026 | Midwest | 70.2
hc0320_p01 | P-2816 | North Hartland | HY | 43.6051 | -72.3597 | Windsor | VT | 2021 | Northeast | 4
hc0373_p01 | P-2741 | Pine Flat | HY | 36.8323 | -119.3256 | Fresno | CA | 2029 | Southwest | 165
hc0385_p01 | P-10674 | Kimberly Mill | HY | 44.2799 | -88.3321 | Outagamie | WI | 2021 | Midwest | 2.1
hc1009_p01 | P-77 | Potter Valley | HY | 39.3861 | -123.1162 | Mendocino | CA | 2022 | Southwest | 9.4
hc1011_p01 | P-96 | Kerckhoff | HY | 37.1284 | -119.5274 | Fresno, Madera | CA | 2022 | Southwest | 22.6
hc1011_p02 | P-96 | Kerckhoff 2 | HY | 37.1284 | -119.5274 | Fresno, Madera | CA | 2022 | Southwest | 139.5
hc1017_p01 | P-175 | Balch 1 | HY | 36.9198 | -119.0234 | Fresno | CA | 2026 | Southwest | 31
hc1017_p02 | P-175 | Balch 2 | HY | 36.9198 | -119.0234 | Fresno | CA | 2026 | Southwest | 97.2
hc1032_p01 | P-298 | Kaweah 1 | HY | 36.4508 | -118.7902 | Tulare | CA | 2021 | Southwest | 2.3
hc1032_p02 | P-298 | Kaweah 2 | HY | 36.4508 | -118.7902 | Tulare | CA | 2021 | Southwest | 1.8
hc1032_p03 | P-298 | Kaweah 3 | HY | 36.4508 | -118.7902 | Tulare | CA | 2021 | Southwest | 4.8
hc1053_p01 | P-553 | Ross | HY | 48.7483 | -121.0667 | Whatcom | WA | 2025 | Northwest | 450
hc1054_p01 | P-553 | Diablo | HY | 48.73 | -121.1467 | Whatcom | WA | 2025 | Northwest | 182.4
hc1055_p01 | P-553 | Gorge | HY | 48.6757 | -121.2405 | Whatcom | WA | 2025 | Northwest | 207.3
hc1078_p01 | P-943 | Rock Island | HY | 47.3416 | -120.0948 | Chelan | WA | 2028 | Northwest | 629.4
hc1083_p01 | P-1061 | Phoenix | HY | 38.0936 | -120.1682 | Tuolumne | CA | 2022 | Southwest | 1.6
hc1085_p01 | P-1121 | Volta 1 | HY | 40.4832 | -121.8638 | Shasta | CA | 2026 | Southwest | 8.5
hc1085_p02 | P-1121 | Volta 2 | HY | 40.4832 | -121.8638 | Shasta | CA | 2026 | Southwest | 1
hc1086_p01 | P-1121 | South | HY | 40.4773 | -121.8622 | Shasta | CA | 2026 | Southwest | 6.7
hc1086_p02 | P-1121 | Inskip | HY | 40.4773 | -121.8622 | Shasta | CA | 2026 | Southwest | 7.6
hc1087_p01 | P-1121 | Coleman | HY | 40.4131 | -122.1155 | Shasta | CA | 2026 | Southwest | 12.1
hc1100_p01 | P-1388 | Poole | HY | 37.9351 | -119.2326 | Mono | CA | 2027 | Southwest | 11.3
hc1101_p01 | P-1389 | Rush Creek | HY | 37.7582 | -119.1317 | Mono | CA | 2027 | Southwest | 13.1
hc1102_p01 | P-1390 | Lundy | HY | 38.0319 | -119.2208 | Mono | CA | 2029 | Southwest | 3
hc1103_p01 | P-1394 | Bishop Creek 2 | HY | 37.2479 | -118.5823 | Inyo | CA | 2024 | Southwest | 7.3
hc1104_p01 | P-1394 | Bishop Creek 3 | HY | 37.2736 | -118.5731 | Inyo | CA | 2024 | Southwest | 8.4
hc1105_p01 | P-1394 | Bishop Creek 4 | HY | 37.302 | -118.5309 | Inyo | CA | 2024 | Southwest | 8.2
hc1106_p01 | P-1394 | Bishop Creek 5 | HY | 37.3237 | -118.5009 | Inyo | CA | 2024 | Southwest | 4.5
hc1107_p01 | P-1394 | Bishop Creek 6 | HY | 37.3353 | -118.479 | Inyo | CA | 2024 | Southwest | 1.6
hc1113_p01 | P-1494 | Pensacola | HY | 36.4681 | -95.0417 | Mayes | OK | 2022 | Southeast | 130.1
hc1115_p01 | P-1517 | Upper Monroe | HY | 38.6157 | -112.0433 | Sevier | UT | 2027 | Southwest | 0.26
hc1118_p01 | P-1744 | Weber | HY | 41.1376 | -111.8857 | Morgan | UT | 2020 | Southwest | 3.8
hc1120_p01 | P-1773 | Yellowstone | HY | 40.5753 | -110.3274 | Duchesne | UT | 2022 | Southwest | 0.9
hc1123_p01 | P-1858 | Beaver City Lower | HY | 38.2611 | -112.5205 | Beaver | UT | 2023 | Southwest | 0.275
hc1127_p01 | P-1869 | Thompson Falls | HY | 47.5936 | -115.3592 | Sanders | MT | 2025 | Northwest | 98.1
hc1130_p03 | P-2622 | Turners Falls | HY | 42.6076 | -72.5613 | Franklin | MA | 2021 | Northeast | 0.937
hc1135_p01 | P-1894 | Parr | HY | 34.261 | -81.3321 | Newberry, Fairfield | SC | 2020 | Southeast | 15
hc1136_p01 | P-1894 | Fairfield | PS | 34.3122 | -81.3281 | Fairfield | SC | 2020 | Southeast | 587.2
hc1139_p01 | P-1922 | Silvis LakeÃ‚Â | HY | 55.3792 | -131.5167 | Ketchikan Division | AK | 2024 | Northwest | 2.1
hc1140_p01 | P-1922 | Beaver Falls | HY | 55.3833 | -131.5 | Ketchikan Division | AK | 2024 | Northwest | 5.4
hc1149_p01 | P-1930 | Kern River No. 1 | HY | 35.5283 | -118.6711 | Kern | CA | 2028 | Southwest | 26.4
hc1155_p01 | P-1953 | Du Bay | HY | 44.6633 | -89.6517 | Portage | WI | 2026 | Midwest | 7.2
hc1174_p01 | P-1991 | Moyie Springs | HY | 48.7333 | -116.1733 | Boundary | ID | 2029 | Northwest | 3.9
hc1175_p01 | P-1994 | Snake Creek | HY | 40.5605 | -111.5289 | Wasatch | UT | 2029 | Southwest | 0.8
hc1176_p01 | P-1999 | Wausau | HY | 44.9567 | -89.635 | Marathon | WI | 2026 | Midwest | 5.4
hc1180_p07 | P-2771 | Nonotuck Mill | HY | 42.1949 | -72.6138 | Hampden | MA | 2021 | Northeast | 0.5
hc1314_p01 | P-2212 | Rothschild | HY | 44.8933 | -89.6267 | Marathon | WI | 2026 | Midwest | 4.4
hc1319_p01 | P-2221 | Ozark Beach | HY | 36.6591 | -93.1244 | Taney | MO | 2022 | Midwest | 16
hc1334_p01 | P-2239 | Kings Dam | HY | 45.4817 | -89.68 | Lincoln | WI | 2026 | Midwest | 2.66
hc1338_p01 | P-2255 | Centralia | HY | 44.3683 | -89.8567 | Wood | WI | 2026 | Midwest | 3.2
hc1338_p02 | P-2291 | Port Edwards | HY | 44.3517 | -89.8533 | Wood | WI | 2026 | Midwest | 3.5
hc1339_p01 | P-2256 | Wisconsin Rapids | HY | 44.3967 | -89.8217 | Wood | WI | 2026 | Midwest | 8.8
hc1344_p01 | P-2275 | Salida No. 1 | HY | 38.5403 | -106.2481 | Chaffee | CO | 2027 | Southwest | 0.6
hc1345_p01 | P-2275 | Salida No. 2 | HY | 38.5402 | -106.2257 | Chaffee | CO | 2027 | Southwest | 0.56
hc1349_p01 | P-2284 | Brunswick | HY | 43.9206 | -69.968 | Cumberland | ME | 2029 | Northeast | 19.6
hc1350_p01 | P-2287 | Smith | HY | 44.4693 | -71.1784 | Coos | NH | 2024 | Northeast | 15
hc1351_p01 | P-2288 | Gorham | HY | 44.3894 | -71.1674 | Coos | NH | 2024 | Northeast | 2.2
hc1352_p01 | P-2290 | Kern River No. 3 | HY | 35.9454 | -118.478 | Tulare | CA | 2026 | Southwest | 40.3
hc1353_p01 | P-2292 | Nekoosa | HY | 44.3117 | -89.8933 | Wood | WI | 2026 | Midwest | 3.9
hc1355_p01 | P-2300 | Shelburne | HY | 44.4041 | -71.1157 | Coos | NH | 2024 | Northeast | 3.6
hc1356_p01 | P-2311 | Gorham | HY | 44.4082 | -71.1952 | Coos | NH | 2024 | Northeast | 4.8
hc1357_p01 | P-2326 | Cross Power | HY | 44.4569 | -71.1861 | Coos | NH | 2024 | Northeast | 3
hc1358_p01 | P-2327 | Cascade | HY | 44.4491 | -71.1867 | Coos | NH | 2024 | Northeast | 7.9
hc1359_p01 | P-2422 | Sawmill | HY | 44.479 | -71.168 | Coos | NH | 2024 | Northeast | 3.1
hc1362_p01 | P-2302 | Charles E Monty | HY | 44.1013 | -70.2229 | Androscoggin | ME | 2026 | Northeast | 28.4
hc1362_p04 | P-2302 | Androscog Mill Lower | HY | 44.0858 | -70.2129 | Androscoggin | ME | 2026 | Northeast | 0.25
hc1362_p06 | P-11006 | Upper Androscoggin | HY | 44.0876 | -70.2122 | Androscoggin | ME | 2026 | Northeast | 1.6
hc1384_p01 | P-2322 | Shawmut | HY | 44.6309 | -69.5835 | Kennebec | ME | 2021 | Northeast | 8.8
hc1400_p01 | P-2333 | Rumford Falls Power | HY | 44.5426 | -70.5465 | Oxford | ME | 2024 | Northeast | 44.5
hc1403_p01 | P-2336 | Lloyd Shoals | HY | 33.3206 | -83.8415 | Butts | GA | 2023 | Southeast | 14.4
hc1405_p01 | P-2341 | Langdale | HY | 32.8142 | -85.1678 | Chambers | GA | 2023 | Southeast | 1
hc1407_p01 | P-2347 | Janesville | HY | 42.6817 | -89.0217 | Rock | WI | 2024 | Midwest | 0.5
hc1408_p01 | P-2350 | Riverview | HY | 32.7929 | -85.1433 | Harris | GA | 2023 | Southeast | 0.48
hc1422_p01 | P-2361 | Prairie River | HY | 47.2867 | -93.4967 | Itasca | MN | 2023 | Midwest | 1
hc1423_p01 | P-2362 | Grand Rapids | HY | 47.2317 | -93.53 | Itasca | MN | 2023 | Midwest | 1.9
hc1424_p01 | P-2363 | Cloquet | HY | 46.7267 | -92.4283 | Carlton | MN | 2025 | Midwest | 6.2
hc1428_p01 | P-2368 | Squa Pan Hydro Station | HY | 46.5563 | -68.3257 | Aroostook | ME | 2021 | Northeast | 1.5
hc1429_p01 | P-2373 | Rockton | HY | 42.451 | -89.0753 | Winnebago | IL | 2023 | Midwest | 1.1
hc1433_p01 | P-2376 | Reusens | HY | 37.4634 | -79.1857 | Amherst | VA | 2024 | Southeast | 12.5
hc1435_p01 | P-2381 | Ashton | HY | 44.2453 | -111.4961 | Fremont | ID | 2027 | Northwest | 6.7
hc1436_p01 | P-14552 | St Anthony | HY | 44.0833 | -111.5 | Fremont | ID | 2027 | Northwest | 0.5
hc1439_p01 | P-2391 | Warren | HY | 38.9541 | -78.1486 | Warren | VA | 2023 | Southeast | 0.75
hc1440_p01 | P-2392 | Gilman Mill | HY | 44.4098 | -71.7177 | Essex | VT | 2024 | Northeast | 4.8
hc1456_p01 | P-2411 | Schoolfield Dam | HY | 36.5778 | -79.4339 | Pittsylvania | VA | 2024 | Southeast | 4.5
hc1457_p01 | P-2413 | Wallace Dam | HY/PS | 33.3502 | -83.1574 | Putnam, Hancock | GA | 2020 | Southeast | 321.2
hc1459_p01 | P-2417 | Hayward Hydro | HY | 46.0066 | -91.4844 | Sawyer | WI | 2025 | Midwest | 0.2
hc1460_p01 | P-2420 | Cutler | HY | 41.8167 | -111.95 | Box Elder | UT | 2024 | Southwest | 30
hc1463_p01 | P-2425 | Luray | HY | 38.6774 | -78.4999 | Page | VA | 2023 | Southeast | 1.6
hc1464_p01 | P-2425 | Newport | HY | 38.5712 | -78.5929 | Page | VA | 2023 | Southeast | 1.4
hc1465_p02 | P-2426 | Castaic | HY/PS | 34.6443 | -118.7643 | Los Angeles | CA | 2022 | Southwest | 1682
hc1467_p01 | P-2426 | W E Warne | HY | 34.7731 | -118.7616 | Los Angeles | CA | 2022 | Southwest | 74.2
hc1468_p01 | P-2426 | Devil Canyon | HY | 34.2057 | -117.3464 | San Bernardino | CA | 2022 | Southwest | 276.2
hc1479_p01 | P-2444 | White River | HY | 46.4977 | -90.9089 | Ashland | WI | 2025 | Midwest | 1
hc1480_p01 | P-2445 | Center Rutland | HY | 43.6029 | -73.0127 | Rutland | VT | 2023 | Northeast | 0.3
hc1481_p01 | P-2446 | Dixon | HY | 41.8463 | -89.481 | Lee | IL | 2023 | Midwest | 3
hc1489_p01 | P-2454 | Sylvan | HY | 46.305 | -94.3783 | Morrison | MN | 2028 | Midwest | 1.8
hc1492_p01 | P-2458 | East Millinocket | HY | 45.6209 | -68.5764 | Penobscot | ME | 2026 | Northeast | 9.6
hc1493_p01 | P-2458 | Dolby | HY | 45.6325 | -68.6075 | Penobscot | ME | 2026 | Northeast | 20.9
hc1494_p01 | P-2458 | Millinocket | HY | 45.6374 | -68.73 | Penobscot | ME | 2026 | Northeast | 41.1
hc1495_p01 | P-2458 | North Twin | HY | 45.6346 | -68.7813 | Penobscot | ME | 2026 | Northeast | 9.6
hc1497_p01 | P-2572 | McKay | HY | 45.8815 | -69.1767 | Piscataquis | ME | 2026 | Northeast | 37.6
hc1498_p01 | P-2459 | Lake Lynn Power Station | HY | 39.7195 | -79.8572 | Monongalia | WV | 2024 | Northeast | 51.2
hc1500_p01 | P-2466 | Niagara | HY | 37.2549 | -79.875 | Roanoke | VA | 2024 | Southeast | 3.6
hc1504_p02 | P-2837 | Granby | HY | 43.3234 | -76.4202 | Oswego | NY | 2020 | Northeast | 10
hc1508_p01 | P-2476 | Jersey | HY | 45.4917 | -89.75 | Lincoln | WI | 2026 | Midwest | 0.512
hc1513_p01 | P-2486 | Pine | HY | 45.8283 | -88.2533 | Florence | WI | 2025 | Midwest | 3.2
hc1516_p01 | P-2489 | Cavendish | HY | 43.381 | -72.5988 | Windsor | VT | 2024 | Northeast | 1.7
hc1517_p01 | P-2490 | Taftsville | HY | 43.6312 | -72.4686 | Windsor | VT | 2024 | Northeast | 0.5
hc1527_p01 | P-2509 | Shenandoah | HY | 38.4816 | -78.6273 | Page | VA | 2023 | Southeast | 0.862
hc1530_p01 | P-2513 | Essex Junction 19 | HY | 44.4822 | -73.1148 | Chittenden | VT | 2025 | Northeast | 8
hc1531_p01 | P-2514 | Byllesby | HY | 36.7858 | -80.9336 | Carroll | VA | 2024 | Southeast | 21.6
hc1532_p01 | P-2514 | Buck | HY | 36.8078 | -80.9386 | Carroll | VA | 2024 | Southeast | 8.4
hc1537_p01 | P-2523 | Oconto Falls | HY | 44.8767 | -88.1467 | Oconto | WI | 2027 | Midwest | 1.1
hc1541_p01 | P-2528 | Cataract | HY | 43.4957 | -70.4468 | York | ME | 2029 | Northeast | 6.6
hc1543_p01 | P-2530 | Hiram | HY | 43.8525 | -70.7976 | Oxford | ME | 2022 | Northeast | 10.5
hc1545_p01 | P-2532 | Little Falls | HY | 45.9756 | -94.3678 | Morrison | MN | 2028 | Midwest | 4.6
hc1546_p01 | P-2533 | Brainerd | HY | 46.3779 | -94.1831 | Crow Wing | MN | 2023 | Midwest | 2.9
hc1548_p01 | P-2535 | Stevens Creek | HY | 33.5639 | -82.0491 | Columbia | GA | 2025 | Southeast | 17.6
hc1550_p01 | P-2538 | Beebee Island | HY | 43.9767 | -75.9069 | Jefferson | NY | 2026 | Northeast | 9
hc1552_p01 | P-2544 | Meyers Falls | HY | 48.5947 | -118.0613 | Stevens | WA | 2023 | Northwest | 1.6
hc1559_p01 | P-2547 | Highgate Falls | HY | 44.934 | -73.048 | Franklin | VT | 2024 | Northeast | 11.1
hc1560_p01 | P-2548 | Kosterville | HY | 43.6139 | -75.332 | Lewis | NY | 2026 | Northeast | 1
hc1561_p01 | P-2548 | Gouldtown | HY | 43.6125 | -75.3386 | Lewis | NY | 2026 | Northeast | 2
hc1562_p01 | P-2548 | Lyons Falls | HY | 43.6179 | -75.3579 | Lewis | NY | 2026 | Northeast | 5.6
hc1563_p01 | P-2550 | Weyauwega | HY | 44.325 | -88.935 | Waupaca | WI | 2026 | Midwest | 0.4
hc1574_p01 | P-2561 | Niangua | HY | 37.9383 | -92.8517 | Camden | MO | 2024 | Midwest | 3
hc1578_p01 | P-2569 | Herrings | HY | 44.0209 | -75.6512 | Jefferson | NY | 2026 | Northeast | 5.4
hc1579_p01 | P-2569 | Deferiet | HY | 44.0269 | -75.6789 | Jefferson | NY | 2026 | Northeast | 12
hc1580_p01 | P-2569 | Kamargo | HY | 44.0094 | -75.7848 | Jefferson | NY | 2026 | Northeast | 6
hc1581_p01 | P-2569 | Black River | HY | 44.0042 | -75.8069 | Jefferson | NY | 2026 | Northeast | 6
hc1582_p01 | P-2569 | Sewalls | HY | 43.9773 | -75.8945 | Jefferson | NY | 2026 | Northeast | 2
hc1597_p01 | P-2587 | Superior Falls | HY | 46.5651 | -90.4178 | Gogebic | MI | 2024 | Midwest | 1.4
hc1600_p01 | P-2590 | Whiting | HY | 44.4867 | -89.5767 | Portage | WI | 2026 | Midwest | 5.1
hc1605_p01 | P-2600 | West Enfield | HY | 45.2501 | -68.6495 | Penobscot | ME | 2024 | Northeast | 13
hc1609_p01 | P-2607 | Spencer Mountain | HY | 35.3092 | -81.1116 | Gaston | NC | 2025 | Southeast | 0.64
hc1611_p01 | P-2610 | Saxon Falls | HY | 46.5362 | -90.379 | Gogebic | MI | 2024 | Midwest | 1.6
hc1618_p01 | P-2628 | Harris | HY | 33.2585 | -85.613 | Randolph | AL | 2023 | Southeast | 135
hc1625_p01 | P-2639 | Cornell | HY | 45.1652 | -91.1579 | Chippewa | WI | 2023 | Midwest | 35.3
hc1628_p01 | P-2645 | Effley | HY | 43.9228 | -75.2776 | Lewis | NY | 2026 | Northeast | 3
hc1629_p01 | P-2645 | Soft Maple | HY | 43.9191 | -75.2429 | Lewis | NY | 2026 | Northeast | 16
hc1630_p01 | P-2645 | Eagle | HY | 43.9018 | -75.1948 | Lewis | NY | 2026 | Northeast | 6
hc1631_p01 | P-2645 | Moshier | HY | 43.8877 | -75.1098 | Herkimer | NY | 2026 | Northeast | 8
hc1632_p01 | P-2645 | Elmer | HY | 43.9273 | -75.2887 | Lewis | NY | 2026 | Northeast | 2
hc1633_p01 | P-2645 | Taylorville | HY | 43.9278 | -75.3117 | Lewis | NY | 2026 | Northeast | 4
hc1634_p01 | P-2645 | Belfort | HY | 43.9275 | -75.332 | Lewis | NY | 2026 | Northeast | 2
hc1635_p01 | P-2645 | High Falls | HY | 43.9248 | -75.3735 | Lewis | NY | 2026 | Northeast | 6
hc1642_p01 | P-2663 | Pillager | HY | 46.315 | -94.485 | Morrison | MN | 2028 | Midwest | 1.6
hc1643_p01 | P-2666 | Medway | HY | 45.6074 | -68.5459 | Penobscot | ME | 2029 | Northeast | 4
hc1644_p01 | P-2669 | Bear Swamp | PS | 42.6838 | -72.9603 | Franklin | MA | 2020 | Northeast | 600
hc1645_p01 | P-2669 | Fife Brook | HY | 42.6853 | -72.9764 | Franklin | MA | 2020 | Northeast | 11.2
hc1647_p01 | P-2674 | Vergennes 9 | HY | 44.1662 | -73.2563 | Addison | VT | 2029 | Northeast | 2.4
hc1654_p01 | P-2689 | Oconto Falls Lower | HY | 44.87 | -88.1433 | Oconto | WI | 2024 | Midwest | 2
hc1664_p01 | P-2701 | Trenton Falls | HY | 43.2856 | -75.153 | Herkimer | NY | 2023 | Northeast | 21.9
hc1665_p01 | P-2701 | Prospect | HY | 43.3047 | -75.1431 | Herkimer | NY | 2023 | Northeast | 19
hc1666_p01 | P-2705 | Newhalem | HY | 48.6692 | -121.2499 | Whatcom | WA | 2027 | Northwest | 2.3
hc1668_p01 | P-2711 | Trego | HY | 45.9483 | -91.8879 | Washburn | WI | 2025 | Midwest | 1.2
hc1676_p01 | P-2715 | Combined Locks | HY | 44.3233 | -88.315 | Outagamie | WI | 2024 | Midwest | 6.2
hc1677_p01 | P-2716 | Bath County | PS | 38.2266 | -79.8237 | Bath | VA | 2026 | Southeast | 2862
hc1681_p01 | P-2725 | Rocky Mountain PS | PS | 34.3556 | -85.304 | Floyd | GA | 2026 | Southeast | 847.8
hc1686_p01 | P-2735 | Helms Pumped Storage | PS | 37.0385 | -118.9661 | Fresno | CA | 2026 | Southwest | 1053
hc1692_p01 | P-2740 | Bad Creek | PS | 35.0075 | -83.0181 | Oconee | SC | 2027 | Southeast | 1296
hc1694_p01 | P-2742 | Solomon Gulch | HY | 61.09 | -146.3017 | Valdez - Chitina - Whitt Div | AK | 2028 | Northwest | 12
hc1698_p01 | P-2756 | Chace Mill Winooski One | HY | 44.4891 | -73.1843 | Chittenden | VT | 2028 | Northeast | 7.5
hc1703_p01 | P-2785 | Sanford | HY | 43.6769 | -84.3803 | Midland | MI | 2028 | Midwest | 3.6
hc1706_p01 | P-2790 | Boott Hydropower | HY | 42.6481 | -71.3087 | Middlesex | MA | 2023 | Northeast | 22.9
hc1706_p02 | P-2790 | Swamp Locks | HY | 42.6419 | -71.316 | Middlesex | MA | 2023 | Northeast | 1.975
hc1706_p03 | P-2790 | Lower Pawtucket Locks | HY | 42.6442 | -71.3076 | Middlesex | MA | 2023 | Northeast | 5.94
hc1708_p01 | P-2800 | Lawrence Hydroelectric Associates | HY | 42.7006 | -71.1665 | Essex | MA | 2028 | Northeast | 14.8
hc1711_p01 | P-2814 | Great Falls Hydro Project | HY | 40.9153 | -74.1824 | Passaic | NJ | 2021 | Northeast | 12.3
hc1712_p01 | P-2818 | Green Lake | HY | 56.9833 | -135.1333 | Sitka Division | AK | 2029 | Northwest | 18.6
hc1713_p01 | P-2821 | Portland No. 1 | HY | 45.4817 | -122.0814 | Multnomah | OR | 2029 | Northwest | 23.7
hc1714_p01 | P-2821 | Portland No. 2 | HY | 45.4983 | -122.1467 | Clackamas | OR | 2029 | Northwest | 11.8
hc1720_p01 | P-2842 | Upper Power Plant | HY | 43.5528 | -112.0496 | Bonneville | ID | 2029 | Northwest | 8
hc1721_p01 | P-2842 | City Power Plant | HY | 43.4916 | -112.0444 | Bonneville | ID | 2029 | Northwest | 8
hc1722_p01 | P-2842 | Lower No 2 | HY | 43.469 | -112.0607 | Bonneville | ID | 2029 | Northwest | 3
hc1722_p02 | P-2842 | Lower No 1 | HY | 43.469 | -112.0607 | Bonneville | ID | 2029 | Northwest | 8
hc1725_p01 | P-2853 | Broadwater Power Project | HY | 46.1201 | -111.4073 | Broadwater | MT | 2024 | Northwest | 9.7
hc1731_p01 | P-2879 | Bolton Falls | HY | 44.3595 | -72.8172 | Washington | VT | 2022 | Northeast | 8.8
hc1732_p01 | P-2880 | Cherokee Falls | HY | 35.0638 | -81.5484 | Cherokee | SC | 2021 | Southeast | 4.3
hc1733_p01 | P-2883 | Fries Hydroelectric Project | HY | 36.7137 | -80.9867 | Grayson | VA | 2020 | Southeast | 5.4
hc1736_p01 | P-2894 | Black Brook Dam | HY | 45.264 | -92.264 | Polk | WI | 2020 | Midwest | 0.65
hc1742_p01 | P-2905 | Village Plant | HY | 44.9023 | -72.8077 | Franklin | VT | 2023 | Northeast | 0.6
hc1742_p02 | P-2905 | Kendall | HY | 44.9023 | -72.8077 | Franklin | VT | 2023 | Northeast | 0.375
hc1750_p01 | P-2934 | Upper Mechanicville | HY | 42.9123 | -73.6792 | Saratoga | NY | 2021 | Northeast | 16.4
hc1758_p01 | P-2955 | Normanskill Hydro Project | HY | 42.7113 | -73.9607 | Albany | NY | 2022 | Northeast | 1.2
hc1759_p01 | P-2959 | South Fork Tolt | HY | 47.7069 | -121.8067 | King | WA | 2029 | Northwest | 16.8
hc1760_p01 | P-2960 | Gonzales Hydro Plant | HY | 29.4968 | -97.4549 | Gonzales | TX | 2020 | Southeast | 0.9
hc1764_p01 | P-2972 | Thundermist Hydro | HY | 41.9994 | -71.5183 | Providence | RI | 2020 | Northeast | 1.2
hc1768_p01 | P-2997 | Camp Far West | HY | 39.0501 | -121.3165 | Yuba, Placer | CA | 2021 | Southwest | 7.2
hc1769_p01 | P-3023 | Tupperware | HY | 42.0153 | -71.554 | Providence | RI | 2020 | Northeast | 1.6
hc1779_p01 | P-3102 | High Shoals Hydro | HY | 33.8175 | -83.5096 | Oconee | GA | 2021 | Southeast | 1.4
hc1788_p01 | P-3133 | Errol Hydroelectric Project | HY | 44.7866 | -71.1249 | Coos | NH | 2023 | Northeast | 3
hc1794_p01 | P-3211 | Jarvis (Hinckley) | HY | 43.3114 | -75.1085 | Herkimer | NY | 2022 | Northeast | 9
hc1798_p01 | P-3240 | Rolfe Canal Hydro | HY | 43.2725 | -71.6045 | Merrimack | NH | 2024 | Northeast | 4.3
hc1799_p01 | P-3251 | Cornell Hydro | HY | 42.4518 | -76.4799 | Tompkins | NY | 2021 | Northeast | 1.9
hc1800_p01 | P-3255 | Lyonsdale | HY | 43.6188 | -75.3044 | Lewis | NY | 2026 | Northeast | 3
hc1801_p01 | P-3342 | Penacook Lower Falls | HY | 43.2852 | -71.5952 | Merrimack | NH | 2022 | Northeast | 4.6
hc1802_p01 | P-3407 | Magic Dam Hydroelectric Project | HY | 43.2547 | -114.3569 | Blaine | ID | 2026 | Northwest | 9
hc1803_p01 | P-3428 | Worumbo Hydro Station | HY | 43.9939 | -70.0636 | Androscoggin | ME | 2025 | Northeast | 19.4
hc1805_p01 | P-3442 | Mine Falls Generating Station | HY | 42.7503 | -71.5055 | Hillsborough | NH | 2023 | Northeast | 3
hc1807_p01 | P-3451 | Townsend Hydro | HY | 40.7333 | -80.3158 | Beaver | PA | 2024 | Northeast | 5.2
hc1808_p01 | P-3452 | Oak Orchard | HY | 43.2222 | -78.3825 | Orleans | NY | 2021 | Northeast | 0.35
hc1812_p01 | P-3509 | Little Falls Hydro | HY | 43.0372 | -74.8647 | Herkimer | NY | 2023 | Northeast | 13
hc1815_p01 | P-3562 | Barker Mill Upper | HY | 44.0786 | -70.2354 | Androscoggin | ME | 2023 | Northeast | 1
hc1823_p01 | P-3777 | Rollinsford | HY | 43.2378 | -70.8182 | Strafford | NH | 2021 | Northeast | 1.4
hc1825_p01 | P-3820 | Somersworth | HY | 43.2648 | -70.8637 | Strafford | NH | 2021 | Northeast | 2.1
hc1830_p01 | P-4026 | Aziscohos Hydroelectric Project | HY | 44.9441 | -70.9976 | Oxford | ME | 2025 | Northeast | 6.7
hc1836_p01 | P-4113 | Phoenix Hydro Project | HY | 43.2278 | -76.3015 | Oswego | NY | 2026 | Northeast | 3.2
hc1837_p01 | P-4114 | Lower Saranac Hydroelectric Facility | HY | 44.6693 | -73.5078 | Clinton | NY | 2027 | Northeast | 6.7
hc1839_p01 | P-4202 | Lowell Tannery | HY | 45.1866 | -68.4652 | Penobscot | ME | 2023 | Northeast | 1
hc1846_p01 | P-4334 | Philadlephia | HY | 44.1581 | -75.7084 | Jefferson | NY | 2023 | Northeast | 3.6
hc1848_p01 | P-4349 | Moose River | HY | 43.6216 | -75.3125 | Lewis | NY | 2026 | Northeast | 12.6
hc1850_p01 | P-4428 | Walden | HY | 41.5593 | -74.195 | Orange | NY | 2022 | Northeast | 2.4
hc1852_p01 | P-4451 | Lower Great Falls | HY | 43.2544 | -70.8448 | Strafford | NH | 2022 | Northeast | 1.3
hc1854_p01 | P-4472 | Franklin | HY | 44.4376 | -73.973 | Franklin | NY | 2024 | Northeast | 2
hc1855_p01 | P-4472 | Union Falls | HY | 44.5072 | -73.9162 | Clinton | NY | 2024 | Northeast | 2.6
hc1861_p01 | P-4644 | Dahowa Hydro | HY | 43.1028 | -73.538 | Washington | NY | 2026 | Northeast | 10.5
hc1866_p01 | P-4678 | Crescent | HY | 42.8065 | -73.7222 | Saratoga | NY | 2024 | Northeast | 11.6
hc1867_p01 | P-4679 | Vischer Ferry | HY | 42.8048 | -73.8455 | Saratoga, Schenectady | NY | 2024 | Northeast | 11.6
hc1868_p01 | P-4684 | Stillwater Hydro Electric Project | HY | 42.9366 | -73.6536 | Saratoga | NY | 2027 | Northeast | 3.4
hc1871_p01 | P-4784 | Pejepscot Hydroelectric Project | HY | 43.9568 | -70.0256 | Cumberland | ME | 2022 | Northeast | 13.5
hc1874_p01 | P-4881 | Barber Dam | HY | 43.5606 | -116.1207 | Ada | ID | 2023 | Northwest | 4.1
hc1876_p01 | P-4900 | Forestport | HY | 43.4403 | -75.2062 | Oneida | NY | 2027 | Northeast | 3.4
hc1880_p01 | P-5062 | Quinebaug Lower Project | HY | 41.8014 | -71.8878 | Windham | CT | 2027 | Northeast | 2.5
hc1883_p01 | P-5124 | North Branch 3 | HY | 44.3096 | -72.5752 | Washington | VT | 2022 | Northeast | 1
hc1888_p01 | P-5223 | International Falls Power | HY | 48.6 | -93.4 | Koochichin | MN | 2027 | Midwest | 14.2
hc1894_p01 | P-5362 | Kesslen | HY | 43.3839 | -70.5423 | York | ME | 2022 | Northeast | 0.15
hc1895_p01 | P-5362 | Twine Mill | HY | 43.4021 | -70.576 | York | ME | 2022 | Northeast | 0.3
hc1896_p01 | P-5362 | Dane Perkins | HY | 43.4032 | -70.5856 | York | ME | 2022 | Northeast | 0.15
hc1903_p01 | P-5596 | Bedford | HY | 37.576 | -79.3744 | Amherst, Bedford | VA | 2023 | Southeast | 5
hc1907_p01 | P-5698 | Chateaugay High Falls Hydro | HY | 44.9092 | -74.0871 | Franklin | NY | 2025 | Northeast | 1.7
hc1917_p01 | P-5867 | Alice Falls Hydro Project | HY | 44.5191 | -73.4653 | Essex | NY | 2023 | Northeast | 2.1
hc1923_p01 | P-5944 | Moretown No. 8 | HY | 44.2857 | -72.7108 | Washington | VT | 2022 | Northeast | 1.2
hc1933_p01 | P-6066 | Derby Hydro | HY | 41.3252 | -73.1029 | Fairfield | CT | 2026 | Northeast | 8.6
hc1935_p01 | P-6115 | Pyrites Plant | HY | 44.5165 | -75.1877 | St. Lawrence | NY | 2023 | Northeast | 8.2
hc1966_p01 | P-6689 | Penacook Upper Falls Hydro | HY | 43.2836 | -71.6022 | Merrimack | NH | 2024 | Northeast | 3.4
hc1975_p01 | P-6916 | Strontia Springs Hydro Plant | HY | 39.4327 | -105.1262 | Douglas | CO | 2023 | Southwest | 1
hc1976_p01 | P-6951 | Tallassee Shoals | HY | 33.9899 | -83.5007 | Jackson | GA | 2023 | Southeast | 2.3
hc1978_p01 | P-6972 | Hollow Dam Power Partnership | HY | 44.2971 | -75.3363 | St. Lawrence | NY | 2026 | Northeast | 1
hc1987_p01 | P-7153 | Victory Mills | HY | 43.0871 | -73.5929 | Saratoga | NY | 2024 | Northeast | 1.7
hc1989_p01 | P-7186 | Sheldon Springs Hydroelectric | HY | 44.9109 | -72.974 | Franklin | VT | 2024 | Northeast | 25.2
hc2011_p01 | P-7887 | Minnewawa | HY | 42.9172 | -72.1783 | Cheshire | NH | 2026 | Northeast | 1
hc2022_p01 | P-8315 | Sartell Dam | HY | 45.618 | -94.2008 | Benton | MN | 2025 | Midwest | 9.3
hc2027_p01 | P-8405 | Glen | HY | 43.635 | -72.3043 | Grafton | NH | 2027 | Northeast | 1.5
hc2033_p01 | P-8632 | Kankakee Hydro Facility | HY | 41.1 | -87.8333 | Kankakee | IL | 2028 | Midwest | 1.2
hc2045_p01 | P-9028 | Halifax | HY | 36.782 | -78.9236 | Halifax | VA | 2026 | Southeast | 1.6
hc2050_p01 | P-9074 | Warrensburg Hydroelectric | HY | 43.4829 | -73.7989 | Warren | NY | 2026 | Northeast | 2.9
hc2057_p01 | P-9194 | Passaic Valley Water Commission | HY | 40.8841 | -74.2344 | Passaic | NJ | 2029 | Northeast | 2.4
hc2060_p01 | P-9260 | Sissonville Hydro | HY | 44.6865 | -75.0059 | St. Lawrence | NY | 2028 | Northeast | 3
hc2068_p01 | P-9690 | Rio | HY | 41.4796 | -74.7559 | Sullivan | NY | 2022 | Northeast | 10.8
hc2069_p01 | P-9709 | Herkimer | HY | 43.0527 | -74.9865 | Herkimer | NY | 2027 | Northeast | 1.6
hc2070_p01 | P-9821 | Ogdensburg | HY | 44.6922 | -75.4934 | St. Lawrence | NY | 2027 | Northeast | 3.5
hc2072_p01 | P-9885 | Falls River Hydro | HY | 44.0667 | -111.2167 | Fremont | ID | 2029 | Northwest | 9
hc2078_p01 | P-10198 | Pelican | HY | 57.9567 | -136.2133 | Skagway - Yakutat Div | AK | 2026 | Northwest | 1.4
hc2084_p01 | P-10441 | Maroon Creek | HY | 39.1677 | -106.8814 | Pitkin | CO | 2028 | Southwest | 0.42
hc2089_p01 | P-10481 | Mongaup | HY | 41.5371 | -74.7718 | Sullivan | NY | 2022 | Northeast | 7.3
hc2090_p02 | P-10482 | Swinging Bridge 2 | HY | 41.5721 | -74.7829 | Sullivan | NY | 2022 | Northeast | 8
hc2091_p01 | P-10489 | River Falls | HY | 44.8552 | -92.6342 | Pierce | WI | 2023 | Midwest | 0.2
hc2092_p01 | P-10489 | Powell Falls | HY | 44.8 | -92.6333 | Pierce | WI | 2023 | Midwest | 0.125
hc2095_p01 | P-10615 | Kleber | HY | 45.4 | -84.3333 | Cheboygan | MI | 2024 | Midwest | 1.8
hc2096_p01 | P-10624 | French Paper Hydro | HY | 41.8181 | -86.2592 | Berrien | MI | 2021 | Midwest | 1.3
hc2097_p01 | P-10661 | Constantine | HY | 41.85 | -85.6667 | St Joseph | MI | 2023 | Midwest | 1.2
hc2102_p01 | P-10684 | Moores Park | HY | 42.7184 | -84.5608 | Ingham | MI | 2023 | Midwest | 1
hc2108_p01 | P-10808 | Edenville | HY | 43.8142 | -84.3769 | Gladwin | MI | 2028 | Midwest | 4.8
hc2109_p01 | P-10809 | Secord | HY | 44.0411 | -84.3419 | Gladwin | MI | 2028 | Midwest | 1.2
hc2110_p01 | P-10810 | Smallwood | HY | 43.9586 | -84.3361 | Gladwin | MI | 2028 | Midwest | 1.2
hc2111_p01 | P-10853 | Hoot Lake | HY | 46.3167 | -96.0233 | Ottertail | MN | 2021 | Midwest | 1
hc2113_p01 | P-10853 | Wright | HY | 46.2833 | -96.0683 | Ottertail | MN | 2021 | Midwest | 0.4
hc2114_p01 | P-10853 | Pisgah | HY | 46.28 | -96.1033 | Ottertail | MN | 2021 | Midwest | 0.52
hc2115_p01 | P-10853 | Dayton Hollow | HY | 46.2317 | -96.1167 | Ottertail | MN | 2021 | Midwest | 0.98
hc2133_p01 | P-11286 | Rocky River | HY | 34.2577 | -82.6095 | Abbeville | SC | 2027 | Southeast | 2.6
hc2135_p01 | P-11402 | Crystal Falls | HY | 46.1066 | -88.3345 | Iron | MI | 2025 | Midwest | 1
hc2149_p01 | P-11546 | Thief River Falls | HY | 48.1143 | -96.179 | Pennington | MN | 2028 | Midwest | 0.5
hc7002_p01 | P-663 | Rio Blanco | HY | 18.2581 | -65.7792 | Naguabo | PR | 2021 |  | 5
hc7005_p01 | P-1432 | Dry Spruce | HY | 57.9306 | -153.0464 | Kodiak Division | AK | 2020 | Northwest | 0.076
hc7014_p01 | P-2804 | Mason | HY | 44.457 | -69.0068 | Waldo | ME | 2020 | Northeast | 0.09
hc7015_p01 | P-2804 | Mill | HY | 44.4438 | -68.9996 | Waldo | ME | 2020 | Northeast | 0.094
hc7016_p01 | P-2804 | CMP | HY | 44.4403 | -68.9975 | Waldo | ME | 2020 | Northeast | 0.2
hc7022_p01 | P-3011 | Arctic | HY | 41.7067 | -71.5211 | Kent | RI | 2022 | Northeast | 0.478
hc7025_p01 | P-3025 | Kelley's Falls | HY | 42.9935 | -71.4962 | Hillsborough | NH | 2024 | Northeast | 0.45
hc7026_p01 | P-3063 | Central Falls | HY | 41.9011 | -71.3898 | Providence | RI | 2021 | Northeast | 0.7
hc7032_p01 | P-3253 | Campton Hydro Station | HY | 43.8622 | -71.6325 | Grafton | NH | 2022 | Northeast | 0.639
hc7034_p01 | P-3267 | Ballard Mill | HY | 44.8455 | -74.2805 | Franklin | NY | 2022 | Northeast | 0.275
hc7035_p01 | P-3273 | Chittenden Falls | HY | 42.3333 | -73.7447 | Columbia | NY | 2021 | Northeast | 0.85
hc7037_p01 | P-3309 | Nash Mill | HY | 43.0978 | -72.1999 | Cheshire | NH | 2022 | Northeast | 0.212
hc7038_p02 | P-10934 | Sugar River II | HY | 43.3645 | -72.1655 | Sullivan | NH | 2021 | Northeast | 0.2
hc7040_p01 | P-3409 | Boyne River | HY | 45.1958 | -84.952 | Charlevoix | MI | 2022 | Midwest | 0.25
hc7045_p01 | P-3472 | Wyre - Wynd | HY | 41.6098 | -71.9856 | New London | CT | 2022 | Northeast | 2.78
hc7047_p01 | P-3511 | Groveville | HY | 41.5133 | -73.9452 | Dutchess | NY | 2022 | Northeast | 0.912
hc7052_p01 | P-3633 | Brighton | HY | 39.1934 | -77.0055 | Montgomery | MD | 2024 | Northeast | 0.372
hc7064_p01 | P-4108 | St. Cloud | HY | 45.5476 | -94.1473 | Stearns | MN | 2024 | Midwest | 8.64
hc7090_p01 | P-4639 | Christine Falls | HY | 43.5128 | -74.3098 | Hamilton | NY | 2023 | Northeast | 0.85
hc7093_p01 | P-4718 | Cocheco Falls | HY | 43.1964 | -70.8738 | Strafford | NH | 2022 | Northeast | 0.714
hc7099_p01 | P-5000 | Kayuta | HY | 43.4232 | -75.2077 | Oneida | NY | 2026 | Northeast | 0.4
hc7112_p01 | P-5261 | Newbury | HY | 44.1519 | -72.0546 | Orange | VT | 2023 | Northeast | 0.41
hc7134_p01 | P-5679 | Toutant | HY | 41.9231 | -71.9072 | Windham | CT | 2024 | Northeast | 0.4
hc7137_p01 | P-5728 | Sandy Hollow | HY | 44.1496 | -75.7288 | Jefferson | NY | 2023 | Northeast | 0.815
hc7163_p01 | P-6240 | Watson | HY | 43.2136 | -70.9227 | Strafford | NH | 2023 | Northeast | 0.265
hc7170_p01 | P-6398 | Hackett Mills | HY | 44.0884 | -70.3337 | Androscoggin | ME | 2024 | Northeast | 0.485
hc7174_p01 | P-6440 | Lakeport | HY | 43.5486 | -71.4655 | Belknap | NH | 2023 | Northeast | 0.705
hc7179_p01 | P-6470 | Winooski No. 8 | HY | 44.2381 | -72.5254 | Washington | VT | 2023 | Northeast | 0.81
hc7208_p01 | P-6731 | Coneross Dam | HY | 34.6347 | -82.9694 | Oconee | SC | 2021 | Southeast | 0.889
hc7219_p01 | P-6903 | Middle Greenwich | HY | 43.0862 | -73.4957 | Washington | NY | 2026 | Northeast | 0.3
hc7220_p01 | P-6904 | Upper Greenwich | HY | 43.0906 | -73.4952 | Washington | NY | 2026 | Northeast | 0.574
hc7244_p01 | P-7189 | Green Lake | HY | 44.6259 | -68.4451 | Hancock | ME | 2024 | Northeast | 0.5
hc7255_p01 | P-7274 | Lake Algonquin | HY | 43.3902 | -74.2926 | Hamilton | NY | 2025 | Northeast | 0.698
hc7280_p01 | P-7656 | Buttermilk Falls | HY | 41.3699 | -73.9627 | Orange | NY | 2026 | Northeast | 0.079
hc7293_p01 | P-7883 | Weston | HY | 44.5929 | -71.5155 | Coos | NH | 2025 | Northeast | 0.54
hc7295_p01 | P-7888 | Comtu Falls | HY | 43.2989 | -72.4832 | Windsor | VT | 2026 | Northeast | 0.46
hc7314_p01 | P-8047 | Willimantic No. 2 - Spool Dam | HY | 41.7098 | -72.2102 | Windham | CT | 2025 | Northeast | 0.77
hc7315_p01 | P-8051 | Willimantic No. 1 | HY | 41.7103 | -72.2042 | Windham | CT | 2025 | Northeast | 0.77
hc7316_p01 | P-8093 | Methuen Falls | HY | 42.727 | -71.1889 | Essex | MA | 2026 | Northeast | 0.357
hc7327_p01 | P-8369 | Lake Flower | HY | 44.3244 | -74.1329 | Franklin | NY | 2027 | Northeast | 0.2
hc7340_p01 | P-8615 | Fiske Mill | HY | 42.7858 | -72.4822 | Cheshire | NH | 2025 | Northeast | 0.81
hc7355_p01 | P-8865 | Stevenson No. 1 | HY | 42.8964 | -114.9404 | Gooding | ID | 2024 | Northwest | 0.115
hc7356_p01 | P-8866 | Stevenson No. 2 | HY | 42.9043 | -114.9501 | Gooding | ID | 2024 | Northwest | 0.085
hc7359_p01 | P-8936 | Power Canal Diversion | HY | 39.3492 | -123.1222 | Mendocino | CA | 2022 | Southwest | 0.4
hc7370_p01 | P-9088 | Lower Village | HY | 43.3744 | -72.3494 | Sullivan | NH | 2026 | Northeast | 1.35
hc7374_p01 | P-9282 | Pine Valley | HY | 42.8389 | -71.7289 | Hillsborough | NH | 2027 | Northeast | 0.525
hc7387_p01 | P-9648 | Fellows | HY | 43.3022 | -72.4876 | Windsor | VT | 2026 | Northeast | 0.15
hc7388_p01 | P-9649 | Lovejoy | HY | 43.2951 | -72.4819 | Windsor | VT | 2026 | Northeast | 0.15
hc7389_p01 | P-9650 | Gilman | HY | 43.2999 | -72.4844 | Windsor | VT | 2026 | Northeast | 0.125
hc7392_p01 | P-9685 | Cranberry Lake | HY | 44.2206 | -74.8483 | St. Lawrence | NY | 2027 | Northeast | 0.595
hc7401_p01 | P-9886 | Valatie Falls South | HY | 42.4125 | -73.6743 | Columbia | NY | 2027 | Northeast | 0.45
hc7410_p01 | P-9985 | Mill Pond | HY | 42.2526 | -73.899 | Greene | NY | 2027 | Northeast | 1
hc7416_p01 | P-10102 | Springer | HY | 38.9623 | -106.2059 | Chaffee | CO | 2023 | Southwest | 0.045
hc7438_p01 | P-10721 | Big Creek | HY | 45.1283 | -115.3234 | Valley | ID | 2022 | Northwest | 0.022
hc7448_p01 | P-10887 | Carthage Paper Maker | HY | 43.9783 | -75.615 | Amador | NY | 2021 | Northeast | 0.8
hc7453_p01 | P-11132 | Eustis | HY | 45.2176 | -70.4761 | Franklin | ME | 2026 | Northeast | 0.25
hc7464_p01 | P-11322 | Columbia Water Supply Powerhouse | HY | 38.063 | -120.4263 | Tuolumne | CA | 2025 | Southwest | 0.375
hc7469_p01 | P-11426 | Blackstone Mill | HY | 40.6457 | -76.8019 | Dauphin | PA | 2023 | Northeast | 0.065

## Figure_7
REGION | PROJECT TYPE | NUMBER OF PROJECTS | CAPACITY MW
Midwest | Capacity Additions | 4 | 49.52
Midwest | Conduit | 1 | 0.25
Midwest | Non-Powered Dam | 23 | 378.76
Northeast | Capacity Additions | 2 | 48.81
Northeast | Conduit | 12 | 7.23
Northeast | Non-Powered Dam | 36 | 247.13
Northwest | Capacity Additions | 2 | 181.34
Northwest | Conduit | 28 | 15.62
Northwest | New Stream-Reach Development | 8 | 51.19
Northwest | Non-Powered Dam | 5 | 36.1
Southeast | Capacity Additions | 4 | 86.22
Southeast | Conduit | 1 | 1.2
Southeast | Non-Powered Dam | 22 | 355.04
Southwest | Conduit | 67 | 26.31
Southwest | Non-Powered Dam | 2 | 5.09

## Figure_8
DEVELOPER TYPE | PROJECT TYPE | NUMBER OF PROJECTS | CAPACITY MW
Federal | Capacity Additions | 4 | 118
Non-Federal Public | Conduit | 69 | 27.78
Non-Federal Public | New Stream-Reach Development | 2 | 0.297
Non-Federal Public | Non-Powered Dam | 10 | 89.33
Non-Federal Public | Capacity Additions | 2 | 182.25
Private | Conduit | 40 | 22.8235
Private | New Stream-Reach Development | 6 | 50.89
Private | Non-Powered Dam | 78 | 932.8
Private | Capacity Additions | 6 | 65.631

## Figure_9
SIZE CATEGORY | PROJECT TYPE | NUMBER OF PROJECTS | CAPACITY MW
Micro (<= 0.1) | Conduit | 12 | 0.062
Small (>0.1 --- 10) | Conduit | 97 | 50.5415
Small (>0.1 --- 10) | New Stream-Reach Development | 6 | 20.387
Small (>0.1 --- 10) | Non-Powered Dam | 58 | 190.51
Small (>0.1 --- 10) | Capacity Additions | 6 | 24.681
Medium (>10 --- 100) | New Stream-Reach Development | 2 | 30.8
Medium (>10 --- 100) | Non-Powered Dam | 30 | 831.62
Medium (>10 --- 100) | Capacity Additions | 5 | 161.2
Large (>100 --- 500) | Capacity Additions | 1 | 180

## Figure_10
REGION | DEVELOPMENT STAGE | CAPACITY MW | PROJECT TYPE
Northwest | Issued License** | 400 | New
Northwest | Issued License** | 393.3 | New
Southwest | Issued License** | 1300 | New
Northeast | Issued Preliminary Permit* | 123 | New
Southwest | Issued Preliminary Permit* | 2000 | New
Southeast | Issued Preliminary Permit* | 120 | New
Northeast | Issued Preliminary Permit* | 116 | New
Northwest | Issued Preliminary Permit* | 400 | New
Midwest | Issued Preliminary Permit* | 1200 | New
Southeast | Issued Preliminary Permit* | 600 | New
Southwest | Issued Preliminary Permit* | 114 | New
Southwest | Issued Preliminary Permit* | 2000 | New
Northwest | Issued Preliminary Permit* | 700 | New
Southeast | Issued Preliminary Permit* | 1200 | New
Northeast | Issued Preliminary Permit* | 38 | New
Northeast | Issued Preliminary Permit* | 300 | New
Northeast | Issued Preliminary Permit* | 87.241 | New
Midwest | Issued Preliminary Permit* | 666 | New
Southeast | Issued Preliminary Permit* | 1200 | New
Southwest | Issued Preliminary Permit* | 150 | New
Northeast | Issued Preliminary Permit* | 20 | New
Midwest | Issued Preliminary Permit* | 1500 | New
Northwest | Issued Preliminary Permit* | 1200 | New
Midwest | Issued Preliminary Permit* | 666 | New
Northeast | Issued Preliminary Permit* | 67 | New
Northwest | Issued Preliminary Permit* | 1000 | New
Southeast | Issued Preliminary Permit* | 20 | New
Southwest | Issued Preliminary Permit* | 500 | New
Northwest | Issued Preliminary Permit* | 280 | New
Southeast | Issued Preliminary Permit* | 870 | New
Northeast | Issued Preliminary Permit* | 250 | New
Northeast | Issued Preliminary Permit* | 49 | New
Midwest | Issued Preliminary Permit* | 500 | New
Southwest | Issued Preliminary Permit* | 300 | New
Northwest | Issued Preliminary Permit* | 400 | New
Northwest | Issued Preliminary Permit* | 300 | New
Southwest | Issued Preliminary Permit* | 480 | New
Southwest | Issued Preliminary Permit* | 450 | New
Northeast | Issued Preliminary Permit* | 230 | New
Northeast | Issued Preliminary Permit* | 400 | New
Southwest | Issued Preliminary Permit* | 500 | New
Midwest | Issued Preliminary Permit* | 666 | New
Northeast | Issued Preliminary Permit* | 405 | New
Southwest | Issued Preliminary Permit* | 300 | New
Northeast | Issued Preliminary Permit* | 240 | New
Southeast | Issued Preliminary Permit* | 80 | New
Southwest | Issued Preliminary Permit* | 150 | New
Northeast | Pending License** | 240 | New
Southwest | Pending License** | 500 | New
Northwest | Pending License** | 5 | New
Southwest | Pending Preliminary Permit* | 2000 | New
Southwest | Pending Preliminary Permit* | 2100 | New
Southwest | Pending Preliminary Permit* | 1540 | New
Northeast | Pending Preliminary Permit* | 4000 | New
Southwest | Pending Preliminary Permit* | 200 | New
Northwest | Pending Preliminary Permit* | 600 | New
Southwest | Pending Preliminary Permit* | 200 | New
Southwest | Pending Preliminary Permit* | 2000 | New
Southwest | Pending Preliminary Permit* | 3200 | New
Southwest | Pending Preliminary Permit* | 1000 | New
Southwest | Pending Preliminary Permit* | 2800 | New
Southwest | Pending Preliminary Permit* | 1250 | New
Southwest | Pending Preliminary Permit* | 2210 | New
Southwest | Pending Preliminary Permit* | 800 | New
Southwest | Pending Preliminary Permit* | 1500 | New
Southeast | Pending Preliminary Permit* | 1200 | New
Southwest | Pending Preliminary Permit* | 200 | New
Southeast | Under Construction | 200 | Capacity Addition
Southwest | Under Construction | 36 | Capacity Addition
Midwest | Under Construction | 50 | Capacity Addition

## Figure_11
YEAR | DEVELOPMENT ACTIVITY TYPE | NUMBER OF PROJECTS
2015 | Preliminary Permit Application | 2
2016 | Preliminary Permit Application | 12
2017 | Preliminary Permit Application | 28
2018 | Preliminary Permit Application | 19
2019 | Preliminary Permit Application | 24
2015 | License Application | 2
2016 | License Application | 1
2017 | License Application | 2
2018 | License Application | 0
2019 | License Application | 0
2016 | License Issuance | 1
2019 | License Issuance | 1
2015 | License Issuance | 0
2017 | License Issuance | 0
2018 | License Issuance | 0
2015 | Surrender/Cancellation | 18
2016 | Surrender/Cancellation | 7
2017 | Surrender/Cancellation | 17
2018 | Surrender/Cancellation | 14
2019 | Surrender/Cancellation | 8

## Figure_12
COUNTRY REGION | YEAR | RESOURCE TYPE | CAPACITY GW | TOTAL RENEWABLE CAPACITY | CAPACITY FRACTION
Brazil | 2019 | Bioenergy | 14.99 | 141.93 | 0.11
Brazil | 2019 | Geothermal | 0 | 141.93 | 0
Brazil | 2019 | Hydropower + PSH | 109.09 | 141.93 | 0.77
Brazil | 2019 | Solar | 2.48 | 141.93 | 0.02
Brazil | 2019 | Wind | 15.36 | 141.93 | 0.11
Brazil | 20172019 | Bioenergy | 0.81 | 20.61 | 0.04
Brazil | 20172019 | Geothermal | 0 | 20.61 | 0
Brazil | 20172019 | Hydropower + PSH | 12.16 | 20.61 | 0.59
Brazil | 20172019 | Solar | 2.4 | 20.61 | 0.12
Brazil | 20172019 | Wind | 5.24 | 20.61 | 0.25
Canada | 2019 | Geothermal | 0 | 101.15 | 0
Canada | 2019 | Hydropower + PSH | 81.05 | 101.15 | 0.8
Canada | 2019 | Solar | 3.31 | 101.15 | 0.03
Canada | 2019 | Bioenergy | 3.38 | 101.15 | 0.03
Canada | 20172019 | Bioenergy | 0.94 | 3.82 | 0.25
Canada | 20172019 | Geothermal | 0 | 3.82 | 0
Canada | 20172019 | Hydropower + PSH | 0.79 | 3.82 | 0.21
Canada | 20172019 | Solar | 0.65 | 3.82 | 0.17
Canada | 20172019 | Wind | 1.44 | 3.82 | 0.38
Canada | 2019 | Wind | 13.41 | 101.15 | 0.13
China | 20172019 | Bioenergy | 7.27 | 221.22 | 0.03
China | 20172019 | Geothermal | -0.03 | 221.22 | 0
China | 20172019 | Hydropower + PSH | 24.33 | 221.22 | 0.11
China | 2019 | Bioenergy | 16.54 | 788.91 | 0.02
China | 2019 | Geothermal | 0 | 788.91 | 0
China | 2019 | Hydropower + PSH | 356.4 | 788.91 | 0.45
China | 2019 | Solar | 205.49 | 788.91 | 0.26
China | 2019 | Wind | 210.48 | 788.91 | 0.27
China | 20172019 | Wind | 61.96 | 221.22 | 0.28
China | 20172019 | Solar | 127.68 | 221.22 | 0.58
European Union | 2019 | Geothermal | 0.9 | 471.72 | 0
European Union | 2019 | Hydropower + PSH | 151.37 | 471.72 | 0.32
European Union | 2019 | Bioenergy | 33.75 | 471.72 | 0.07
European Union | 20172019 | Bioenergy | 3.96 | 61.83 | 0.06
European Union | 20172019 | Geothermal | 0.06 | 61.83 | 0
European Union | 2019 | Solar | 118.48 | 471.72 | 0.25
European Union | 2019 | Wind | 167.23 | 471.72 | 0.35
European Union | 20172019 | Wind | 29.23 | 61.83 | 0.47
European Union | 20172019 | Hydropower + PSH | 1.53 | 61.83 | 0.02
European Union | 20172019 | Solar | 27.05 | 61.83 | 0.44
Russia | 2019 | Geothermal | 0.07 | 54.08 | 0
Russia | 2019 | Bioenergy | 1.37 | 54.08 | 0.03
Russia | 20172019 | Bioenergy | 0 | 1.53 | 0
Russia | 20172019 | Geothermal | 0 | 1.53 | 0
Russia | 20172019 | Hydropower + PSH | 0.46 | 1.53 | 0.3
Russia | 20172019 | Solar | 0.99 | 1.53 | 0.64
Russia | 20172019 | Wind | 0.09 | 1.53 | 0.06
Russia | 2019 | Hydropower + PSH | 51.47 | 54.08 | 0.95
Russia | 2019 | Solar | 1.06 | 54.08 | 0.02
Russia | 2019 | Wind | 0.1 | 54.08 | 0
United States | 20172019 | Bioenergy | -0.45 | 50.12 | -0.01
United States | 2019 | Bioenergy | 12.45 | 283.01 | 0.04
United States | 2019 | Geothermal | 2.56 | 283.01 | 0.01
United States | 2019 | Hydropower + PSH | 102.12 | 283.01 | 0.36
United States | 2019 | Solar | 62.3 | 283.01 | 0.22
United States | 2019 | Wind | 103.58 | 283.01 | 0.37
United States | 20172019 | Wind | 22.3 | 50.12 | 0.44
United States | 20172019 | Geothermal | 0.04 | 50.12 | 0
United States | 20172019 | Hydropower + PSH | 0.66 | 50.12 | 0.01
United States | 20172019 | Solar | 27.58 | 50.12 | 0.55
World | 2019 | Bioenergy | 124.03 | 2653.18 | 0.05
World | 2019 | Geothermal | 13.91 | 2653.18 | 0.01
World | 2019 | Hydropower + PSH | 1307.99 | 2653.18 | 0.49
World | 2019 | Solar | 584.84 | 2653.18 | 0.22
World | 2019 | Wind | 622.41 | 2653.18 | 0.23
World | 20172019 | Bioenergy | 19.45 | 527.13 | 0.04
World | 20172019 | Geothermal | 1.65 | 527.13 | 0
World | 20172019 | Hydropower + PSH | 61.57 | 527.13 | 0.12
World | 20172019 | Solar | 288.89 | 527.13 | 0.55
World | 20172019 | Wind | 155.56 | 527.13 | 0.3

## Figure_13
The data used to produce this figure are protected under a service agreement signed with Industrial Information Resources.

## Figure_14
REGION | CAPACITY MW | NUMBER OF PROJECTS | STATUS
Africa | 1332 | 1 | In-Service Date >= 2006
East Asia | 27412 | 23 | In-Service Date >= 2006
Europe | 3207 | 8 | In-Service Date >= 2006
South Asia | 1150 | 2 | In-Service Date >= 2006
Western and Central Asia | 1340 | 2 | In-Service Date >= 2006
East Asia | 58 | 49 | Permitting and Development
East Asia | 46 | 34 | Under Construction
Southeast Asia and Oceania | 25 | 49 | Permitting and Development
United States and Canada | 52575 | 69 | Permitting and Development
South Asia | 20 | 37 | Permitting and Development
Europe | 10 | 23 | Permitting and Development
Russia | 4 | 3 | Permitting and Development
Europe | 4 | 8 | Under Construction
Western and Central Asia | 1 | 2 | Permitting and Development
South Asia | 1 | 3 | Under Construction
Africa | 1 | 3 | Permitting and Development
Southeast Asia and Oceania | 1 | 1 | Under Construction
Western and Central Asia | 1 | 2 | Under Construction
Africa | 0 | 1 | Under Construction
Mexico, Central and South America | 0 | 1 | Under Construction

## Figure_15
YEAR | REGION | VARIABLE | VALUE | UNITS
2011 | East Asia | Number of Plants | 3
2012 | East Asia | Number of Plants | 1
2013 | Europe | Number of Plants | 1
2014 | East Asia | Number of Plants | 2
2014 | United States and Canada | Number of Plants | 1
2015 | East Asia | Number of Plants | 1
2015 | Europe | Number of Plants | 1
2016 | Africa | Number of Plants | 1
2016 | East Asia | Number of Plants | 2
2016 | Europe | Number of Plants | 2
2017 | East Asia | Number of Plants | 3
2018 | Western and Central Asia | Number of Plants | 1
2019 | East Asia | Number of Plants | 1
2011 | East Asia | Capacity (MW) | 3000
2012 | East Asia | Capacity (MW) | 1200
2013 | Europe | Capacity (MW) | 5.6 | 5.6 MW
2014 | East Asia | Capacity (MW) | 1824
2014 | United States and Canada | Capacity (MW) | 42
2015 | East Asia | Capacity (MW) | 1280
2015 | Europe | Capacity (MW) | 430
2016 | Africa | Capacity (MW) | 1332
2016 | East Asia | Capacity (MW) | 2700
2016 | Europe | Capacity (MW) | 1015
2017 | East Asia | Capacity (MW) | 3300
2018 | Western and Central Asia | Capacity (MW) | 300
2019 | East Asia | Capacity (MW) | 1800

## Figure_16
The data used to produce this figure are protected under a service agreement signed with Industrial Information Resources.

## Figure_17
The data used to produce this figure are protected under a service agreement signed with Industrial Information Resources.

## Figure_18
REGION | EXPENDITURE TYPE | PROJECT TYPE | INVESTMENT VALUE BILLION 2019
United States and Canada | New Plant | CH | 24.54
United States and Canada | New Plant | PSH | 50.58
United States and Canada | Plant Expansion | CH | 1.99
United States and Canada | Refurbishment and Upgrade | CH | 11.02
United States and Canada | Refurbishment and Upgrade | PSH | 0.76
Mexico, Central and South America | New Plant | CH | 57.17
Mexico, Central and South America | New Plant | PSH | 0.3
Mexico, Central and South America | Plant Expansion | CH | 0.73
Mexico, Central and South America | Refurbishment and Upgrade | CH | 3.4
Europe | New Plant | CH | 19.26
Europe | New Plant | PSH | 16.08
Europe | Plant Expansion | CH | 0.72
Europe | Plant Expansion | PSH | 4
Europe | Refurbishment and Upgrade | CH | 5.55
Europe | Refurbishment and Upgrade | PSH | 0.57
Africa | New Plant | CH | 97.34
Africa | New Plant | PSH | 2.7
Africa | Plant Expansion | CH | 0.04
Africa | Refurbishment and Upgrade | CH | 0.4
Africa | Refurbishment and Upgrade | PSH | 0
Russia | New Plant | CH | 2.87
Russia | New Plant | PSH | 5.79
Russia | Plant Expansion | CH | 0.08
Russia | Refurbishment and Upgrade | CH | 1.72
Russia | Refurbishment and Upgrade | PSH | 0.01
Western and Central Asia | New Plant | CH | 43.21
Western and Central Asia | New Plant | PSH | 3.9
Western and Central Asia | Plant Expansion | CH | 1.95
Western and Central Asia | Refurbishment and Upgrade | CH | 2.45
East Asia | New Plant | CH | 204.68
East Asia | New Plant | PSH | 96.25
East Asia | Plant Expansion | CH | 3.69
East Asia | Plant Expansion | PSH | 5.76
East Asia | Refurbishment and Upgrade | CH | 4.55
East Asia | Refurbishment and Upgrade | PSH | 0.54
South Asia | New Plant | CH | 192.33
South Asia | New Plant | PSH | 28.54
South Asia | Plant Expansion | CH | 9.87
South Asia | Plant Expansion | PSH | 1.68
South Asia | Refurbishment and Upgrade | CH | 3.09
South Asia | Refurbishment and Upgrade | PSH | 0.01
Southeast Asia and Oceania | New Plant | CH | 139.15
Southeast Asia and Oceania | New Plant | PSH | 42.8
Southeast Asia and Oceania | Plant Expansion | CH | 4.8
Southeast Asia and Oceania | Plant Expansion | PSH | 1.81
Southeast Asia and Oceania | Refurbishment and Upgrade | CH | 1.44
Southeast Asia and Oceania | Refurbishment and Upgrade | PSH | 0.02

## Figure_19
REGION | PROJECT STATUS | PROJECT TYPE | EXPENDITURE PER INSTALLED KW 2019
United States and Canada | Permitting and Development | Hydropower | 50.45
United States and Canada | Permitting and Development | Pumped Storage Hydropower | 4.71
United States and Canada | Under Construction | Hydropower | 17.93
United States and Canada | Under Construction | Pumped Storage Hydropower | 28.27
South Asia | Permitting and Development | Hydropower | 34.05
South Asia | Permitting and Development | Pumped Storage Hydropower | 1.13
South Asia | Under Construction | Hydropower | 16.7
Western and Central Asia | Permitting and Development | Hydropower | 27.52
Western and Central Asia | Under Construction | Hydropower | 11.17
Europe | Permitting and Development | Hydropower | 14.68
Europe | Permitting and Development | Pumped Storage Hydropower | 2.53
Europe | Under Construction | Hydropower | 18.48
Europe | Under Construction | Pumped Storage Hydropower | 7.77
Russia | Permitting and Development | Hydropower | 17.04
Russia | Permitting and Development | Pumped Storage Hydropower | 8.3
Russia | Under Construction | Hydropower | 18.43
Southeast Asia and Oceania | Permitting and Development | Hydropower | 23.21
Southeast Asia and Oceania | Permitting and Development | Pumped Storage Hydropower | 8.17
Southeast Asia and Oceania | Under Construction | Hydropower | 1.66
Mexico, Central and South America | Permitting and Development | Hydropower | 10.88
Mexico, Central and South America | Under Construction | Hydropower | 6.53
Africa | Permitting and Development | Hydropower | 6.86
Africa | Permitting and Development | Pumped Storage Hydropower | 1.18
Africa | Under Construction | Hydropower | 6.61
East Asia | Permitting and Development | Hydropower | 7.46
East Asia | Permitting and Development | Pumped Storage Hydropower | 7.96
East Asia | Under Construction | Hydropower | 5.52
East Asia | Under Construction | Pumped Storage Hydropower | 0.91

## Figure_20
REGION | PROJECT TYPE | CAPACITY WEIGHTED AVERAGE AGE OF REFURBISHED UPGRADED PLANTS | EXPENDITURE PER REFURBISHED UPGRADED KW 2019
Africa | Hydropower | 37.86 | 309.04
East Asia | Hydropower | 23.19 | 80.14
East Asia | Pumped Storage Hydropower | 33.73 | 41.92
Europe | Hydropower | 48.4 | 120.1
Europe | Pumped Storage Hydropower | 35.22 | 51.28
Mexico, Central and South America | Hydropower | 38.34 | 35.71
Russia | Hydropower | 53.56 | 60.79
South Asia | Hydropower | 45.07 | 231.89
Southeast Asia and Oceania | Hydropower | 40.44 | 168.45
United States and Canada | Hydropower | 58.86 | 188.69
United States and Canada | Pumped Storage Hydropower | 44.41 | 169.56
Western and Central Asia | Hydropower | 32.9 | 121.61

## Figure_21
COUNTRY | MINIMUM YEAR | MAXIMUM YEAR | AVERAGE YEAR | PROJECT SIZE | VALUE TYPE
Austria | 2 | 10 | 4 | Multiple Size Categories | Average
France | 5 | 7 |  | Multiple Size Categories
Portugal | 3 | 11 |  | Multiple Size Categories
Spain | 6 | 10 |  | Multiple Size Categories
Sweden | 2 | 7 | 5 | Multiple Size Categories | Average
United States |  |  | 3.3 | Multiple Size Categories | Median
Brazil-Belo Monte |  |  | 5.5 | Large | Single Project
Canada-Muskrat |  |  | 6 | Large | Single Project
Norway |  |  | 4 | Large | Minimum
Canada |  |  | 3.3 | Small | Average
Germany |  |  | 1.5 | Small | Average
United Kingdom | 1 | 3 |  | Small
Italy | 2 | 3 |  | Small
Mexico | 1 | 3 |  | Small
Norway | 1 | 2 |  | Small
Turkey |  |  | 3 | Small | Maximum

## Figure_22
COUNTRY | MINIMUM US CENT PER KWH | MAXIMUM US CENT PER KWH | DURATION YEARS | AVERAGE US CENT PER KWH | VALUE TYPE
Austria (<= 2 MW) | 3.5834 | 11.4222 | 13 years |  | Range
France (<= 0.5 MW) | 9.8544 | 20.3807 | 20 years |  | Range
Germany (<= 0.1 MW) | 3.6618 | 13.8858 | 20 years |  | Range
Japan (<= 30 MW) | 18.3352 | 31.1698 | 20 years |  | Range
Switzerland (<= 10 MW) | 6.495 | 39.7536 | 15 years |  | Range
Turkey | 7.3 | 9.6 | 10 years |  | Range
United Kingdom (<= 5 MW) | 5.2968 | 9.7536 | 20 years |  | Range
Uttar Pradesh (India) (<= 5 MW) | 8.0263 | 9.1911 | 20 years |  | Range
Vermont (United States) |  | 13 | 20 years | 13 | Max

## Figure_23
YEAR | PRICE PER MWH 2018 | PRICE SERIES | PRICE SERIES TYPE
2006 | 36.31 | Bonneville Power Administration | average sale revenue
2006 | 54.6 | Southwestern Power Administration | average sale revenue
2006 | 28.83 | Western Area Power Administration | average sale revenue
2006 | 48.41 | Southeastern Power Administration | average sale revenue
2007 | 52.72 | Southeastern Power Administration | average sale revenue
2007 | 32.53 | Western Area Power Administration | average sale revenue
2007 | 30.08 | Southwestern Power Administration | average sale revenue
2007 | 45.39 | Bonneville Power Administration | average sale revenue
2008 | 34.9 | Western Area Power Administration | average sale revenue
2008 | 68.11 | Southeastern Power Administration | average sale revenue
2008 | 25.72 | Southwestern Power Administration | average sale revenue
2008 | 44.75 | Bonneville Power Administration | average sale revenue
2009 | 47.08 | Southeastern Power Administration | average sale revenue
2009 | 43.56 | Bonneville Power Administration | average sale revenue
2009 | 29.62 | Southwestern Power Administration | average sale revenue
2009 | 35.67 | Western Area Power Administration | average sale revenue
2010 | 36.85 | Southeastern Power Administration | average sale revenue
2010 | 36.82 | Western Area Power Administration | average sale revenue
2010 | 32.51 | Southwestern Power Administration | average sale revenue
2010 | 43.58 | Bonneville Power Administration | average sale revenue
2011 | 39.44 | Southwestern Power Administration | average sale revenue
2011 | 31.63 | Western Area Power Administration | average sale revenue
2011 | 47.35 | Southeastern Power Administration | average sale revenue
2011 | 37.19 | Bonneville Power Administration | average sale revenue
2012 | 53.13 | Southeastern Power Administration | average sale revenue
2012 | 32.99 | Western Area Power Administration | average sale revenue
2012 | 45.33 | Southwestern Power Administration | average sale revenue
2012 | 28.52 | Bonneville Power Administration | average sale revenue
2013 | 45.79 | Southeastern Power Administration | average sale revenue
2013 | 35.89 | Western Area Power Administration | average sale revenue
2013 | 41.04 | Southwestern Power Administration | average sale revenue
2013 | 32.02 | Bonneville Power Administration | average sale revenue
2014 | 45.05 | Southeastern Power Administration | average sale revenue
2014 | 32.31 | Bonneville Power Administration | average sale revenue
2014 | 50.58 | Southwestern Power Administration | average sale revenue
2014 | 34.66 | Western Area Power Administration | average sale revenue
2015 | 46.95 | Southeastern Power Administration | average sale revenue
2015 | 33.72 | Western Area Power Administration | average sale revenue
2015 | 32.63 | Southwestern Power Administration | average sale revenue
2015 | 32.41 | Bonneville Power Administration | average sale revenue
2016 | 33.7 | Southwestern Power Administration | average sale revenue
2016 | 31.99 | Western Area Power Administration | average sale revenue
2016 | 43.67 | Southeastern Power Administration | average sale revenue
2016 | 30.58 | Bonneville Power Administration | average sale revenue
2017 | 51.15 | Southeastern Power Administration | average sale revenue
2017 | 26.98 | Western Area Power Administration | average sale revenue
2017 | 29.46 | Bonneville Power Administration | average sale revenue
2017 | 36.02 | Southwestern Power Administration | average sale revenue
2018 | 41.92 | Southeastern Power Administration | average sale revenue
2018 | 28.4 | Western Area Power Administration | average sale revenue
2018 | 36.17 | Southwestern Power Administration | average sale revenue
2018 | 31.21 | Bonneville Power Administration | average sale revenue
2006 | 62.99 | Mid-Columbia Hub | spot wholesale
2006 | 72.25 | Palo Verde Hub | spot wholesale
2006 | 55.31 | SOCO Lambda | FERC Form 714 Lambda
2007 | 56.69 | SOCO Lambda | FERC Form 714 Lambda
2007 | 69.04 | Mid-Columbia Hub | spot wholesale
2007 | 75.73 | Palo Verde Hub | spot wholesale
2008 | 76.18 | Mid-Columbia Hub | spot wholesale
2008 | 84.48 | Palo Verde Hub | spot wholesale
2008 | 73.33 | SOCO Lambda | FERC Form 714 Lambda
2008 | 62.06 | SPP Average | day-ahead ISO
2009 | 43.77 | SOCO Lambda | FERC Form 714 Lambda
2009 | 40.85 | Palo Verde Hub | spot wholesale
2009 | 41.96 | Mid-Columbia Hub | spot wholesale
2009 | 32.19 | SPP Average | day-ahead ISO
2010 | 44.73 | Palo Verde Hub | spot wholesale
2010 | 45.76 | SOCO Lambda | FERC Form 714 Lambda
2010 | 36.11 | SPP Average | day-ahead ISO
2010 | 41.31 | Mid-Columbia Hub | spot wholesale
2011 | 40.53 | Palo Verde Hub | spot wholesale
2011 | 32.84 | Mid-Columbia Hub | spot wholesale
2011 | 32.69 | SPP Average | day-ahead ISO
2011 | 42.67 | SOCO Lambda | FERC Form 714 Lambda
2012 | 25.13 | Mid-Columbia Hub | spot wholesale
2012 | 32.44 | Palo Verde Hub | spot wholesale
2012 | 31.44 | SOCO Lambda | FERC Form 714 Lambda
2012 | 24.38 | SPP Average | day-ahead ISO
2013 | 34.44 | SOCO Lambda | FERC Form 714 Lambda
2013 | 40.4 | Palo Verde Hub | spot wholesale
2013 | 40.21 | Mid-Columbia Hub | spot wholesale
2013 | 27.97 | SPP Average | day-ahead ISO
2014 | 45.06 | Palo Verde Hub | spot wholesale
2014 | 39.67 | SOCO Lambda | FERC Form 714 Lambda
2014 | 35.69 | SPP Average | day-ahead ISO
2014 | 41.18 | Mid-Columbia Hub | spot wholesale
2015 | 28.83 | Palo Verde Hub | spot wholesale
2015 | 27.61 | Mid-Columbia Hub | spot wholesale
2015 | 24.88 | SPP Average | day-ahead ISO
2015 | 27.34 | SOCO Lambda | FERC Form 714 Lambda
2016 | 24 | Mid-Columbia Hub | spot wholesale
2016 | 26.74 | Palo Verde Hub | spot wholesale
2016 | 25.58 | SOCO Lambda | FERC Form 714 Lambda
2016 | 23.51 | SPP Average | day-ahead ISO
2017 | 33.59 | Palo Verde Hub | spot wholesale
2017 | 27.47 | SOCO Lambda | FERC Form 714 Lambda
2017 | 26.73 | Mid-Columbia Hub | spot wholesale
2017 | 24.59 | SPP Average | day-ahead ISO
2018 | 37.42 | Mid-Columbia Hub | spot wholesale
2018 | 42.44 | Palo Verde Hub | spot wholesale
2018 | 27.65 | SPP Average | day-ahead ISO
2018 | 34.11 | SOCO Lambda | FERC Form 714 Lambda
2008 | 62.06 | SPP Average | day-ahead ISO
2009 | 32.19 | SPP Average | day-ahead ISO
2010 | 36.11 | SPP Average | day-ahead ISO
2011 | 32.69 | SPP Average | day-ahead ISO
2012 | 24.38 | SPP Average | day-ahead ISO
2013 | 27.97 | SPP Average | day-ahead ISO
2014 | 35.69 | SPP Average | day-ahead ISO
2015 | 24.88 | SPP Average | day-ahead ISO
2016 | 23.51 | SPP Average | day-ahead ISO
2017 | 24.59 | SPP Average | day-ahead ISO
2018 | 27.65 | SPP Average | day-ahead ISO

## Figure_24
YEAR | POWER PURCHASE TYPE | GENERATION WEIGHTED AVERAGE | MEDIAN
2006 | All technologies | 61.97 | 67.67
2006 | Hydropower | 41.4 | 70.17
2007 | All technologies | 63.85 | 68.85
2007 | Hydropower | 40.19 | 72.67
2008 | All technologies | 69.03 | 74.11
2008 | Hydropower | 45.31 | 75.89
2009 | All technologies | 54.11 | 47.32
2009 | Hydropower | 42.78 | 52.7
2010 | All technologies | 55.09 | 51.33
2010 | Hydropower | 43.84 | 54.36
2011 | All technologies | 49.72 | 47.63
2011 | Hydropower | 39.12 | 52.09
2012 | All technologies | 44.74 | 42.41
2012 | Hydropower | 37.86 | 50.21
2013 | All technologies | 47 | 48.35
2013 | Hydropower | 44.79 | 55.5
2014 | All technologies | 52.99 | 53.39
2014 | Hydropower | 43.55 | 57.76
2015 | All technologies | 48.45 | 53.93
2015 | Hydropower | 43.89 | 49.16
2016 | All technologies | 46.26 | 50.66
2016 | Hydropower | 44.91 | 45.43
2017 | All technologies | 45.77 | 50.55
2017 | Hydropower | 44.6 | 42.93
2018 | All technologies | 47.61 | 51.53
2018 | Hydropower | 48.98 | 48.47

## Figure_25
YEAR | REGION | MEDIAN | PERCENTILE 10TH | PERCENTILE 90TH | AVERAGE WHOLE SALE PRICE
2006 | Northwest (n = 1451) | 59.68 | 18.68 | 87.9 | 62.99
2007 | Northwest (n = 1451) | 61.44 | 21.48 | 87.9 | 69.04
2008 | Northwest (n = 1451) | 62.53 | 17.49 | 91.68 | 76.18
2009 | Northwest (n = 1451) | 54.43 | 21.71 | 93.22 | 41.96
2010 | Northwest (n = 1451) | 46.6 | 20.13 | 86.72 | 41.31
2011 | Northwest (n = 1451) | 53.05 | 19.73 | 90.23 | 32.84
2012 | Northwest (n = 1451) | 52.36 | 14.4 | 90.95 | 25.13
2013 | Northwest (n = 1451) | 53.26 | 27.1 | 98.31 | 40.21
2014 | Northwest (n = 1451) | 49.05 | 25.98 | 88.24 | 41.18
2015 | Northwest (n = 1451) | 46.34 | 22.75 | 88.92 | 27.61
2016 | Northwest (n = 1451) | 49.6 | 19.89 | 87.31 | 24
2017 | Northwest (n = 1451) | 43.72 | 21.2 | 90.32 | 26.68
2018 | Northwest (n = 1451) | 53.95 | 20.06 | 90.38 | 37.42
2006 | Southwest (n = 856) | 69.33 | 25.81 | 97.89 | 72.25
2007 | Southwest (n = 856) | 76.75 | 35.77 | 101.48 | 75.73
2008 | Southwest (n = 856) | 78.51 | 33.62 | 118.93 | 84.48
2009 | Southwest (n = 856) | 52.83 | 29.78 | 84.26 | 40.85
2010 | Southwest (n = 856) | 53.45 | 38.87 | 80.93 | 44.73
2011 | Southwest (n = 856) | 46.93 | 37.51 | 74.42 | 40.53
2012 | Southwest (n = 856) | 34.31 | 29.44 | 58.46 | 32.44
2013 | Southwest (n = 856) | 46.9 | 35.13 | 61.01 | 40.4
2014 | Southwest (n = 856) | 26.85 | 4.79 | 79.64 | 45.06
2015 | Southwest (n = 856) | 34.34 | 19.03 | 68.69 | 28.83
2016 | Southwest (n = 856) | 22.09 | 8.58 | 78.76 | 26.74
2017 | Southwest (n = 856) | 35.97 | 24.13 | 84.21 | 33.59
2018 | Southwest (n = 856) | 36.77 | 21.33 | 90.16 | 42.44
2006 | Midwest (n = 505) | 56.06 | 30.5 | 99.39 | 64.31
2007 | Midwest (n = 505) | 53.09 | 26.68 | 72.34 | 74.49
2008 | Midwest (n = 505) | 55.08 | 23.25 | 73.73 | 77.76
2009 | Midwest (n = 505) | 39.24 | 24.82 | 70.41 | 40.51
2010 | Midwest (n = 505) | 45.48 | 27.74 | 69.22 | 47.59
2011 | Midwest (n = 505) | 44.12 | 28.27 | 67.81 | 45.38
2012 | Midwest (n = 505) | 51.31 | 28.54 | 109.37 | 37.73
2013 | Midwest (n = 505) | 45.57 | 31.26 | 72.59 | 41
2014 | Midwest (n = 505) | 46.06 | 26.48 | 96.03 | 51.62
2015 | Midwest (n = 505) | 45.1 | 22.04 | 66.18 | 36.44
2016 | Midwest (n = 505) | 37.42 | 17.79 | 64.28 | 36.58
2017 | Midwest (n = 505) | 38.62 | 19.88 | 62.27 | 37.64
2018 | Midwest (n = 505) | 40.1 | 20.94 | 60.37 | 41.68
2006 | Northeast (n = 1518) | 77.3 | 56.23 | 126.81 | 86.79
2007 | Northeast (n = 1518) | 80.26 | 59.06 | 127 | 93.65
2008 | Northeast (n = 1518) | 94.5 | 53.63 | 127.4 | 105.15
2009 | Northeast (n = 1518) | 60.63 | 37.11 | 132.73 | 54.19
2010 | Northeast (n = 1518) | 57.65 | 36.94 | 135.79 | 64.3
2011 | Northeast (n = 1518) | 56.57 | 36.42 | 137.42 | 58.95
2012 | Northeast (n = 1518) | 57.26 | 31.96 | 139.81 | 46.38
2013 | Northeast (n = 1518) | 62.11 | 37.67 | 142.13 | 70.5
2014 | Northeast (n = 1518) | 71.39 | 42.35 | 133.91 | 80.87
2015 | Northeast (n = 1518) | 53.98 | 20.78 | 126.18 | 52.52
2016 | Northeast (n = 1518) | 56.6 | 19.73 | 120.2 | 37.04
2017 | Northeast (n = 1518) | 44.85 | 23.05 | 116.19 | 40.14
2018 | Northeast (n = 1518) | 46.26 | 27.61 | 114.06 | 49.45
2006 | Southeast (n = 561) | 53.74 | 30.35 | 123.71 | 77.09
2007 | Southeast (n = 561) | 60.58 | 39.27 | 138.13 | 86.78
2008 | Southeast (n = 561) | 64.91 | 41.27 | 124.06 | 97.37
2009 | Southeast (n = 561) | 49.91 | 36.04 | 112.6 | 52.22
2010 | Southeast (n = 561) | 55.46 | 41.61 | 110.01 | 61.61
2011 | Southeast (n = 561) | 62.61 | 38.02 | 105.01 | 58.1
2012 | Southeast (n = 561) | 58.8 | 34.81 | 109.37 | 44.78
2013 | Southeast (n = 561) | 59.78 | 39.8 | 100.78 | 49.56
2014 | Southeast (n = 561) | 62.94 | 40.67 | 106.07 | 67.4
2015 | Southeast (n = 561) | 63.34 | 42.44 | 84.3 | 46.02
2016 | Southeast (n = 561) | 59.21 | 32.12 | 83.55 | 36.11
2017 | Southeast (n = 561) | 55.71 | 32.45 | 80.96 | 35.87
2018 | Southeast (n = 561) | 57.5 | 39.28 | 80.18 | 41.45

## Figure_26
YEAR | REGION | AGREEMENT TERM | VOLUME WEIGHTED PRICE MWH | ENERGY VOLUME GWH
2006 | Northwest | long-term | 20.8083 | 13650
2006 | Southwest | long-term | 29.917 | 5038
2006 | Midwest | long-term | 96.5369 | 145
2006 | Northeast | long-term | 91.2532 | 3482
2006 | Southeast | long-term | 176.1134 | 807
2006 | Northwest | short-term | 41.6873 | 2176
2006 | Southwest | short-term | 74.1763 | 1915
2006 | Midwest | short-term | 65.457 | 6752
2006 | Northeast | short-term | 80.6146 | 674
2006 | Southeast | short-term | 43.7105 | 270
2007 | Northwest | long-term | 21.4206 | 13864
2007 | Southwest | long-term | 45.3302 | 2833
2007 | Midwest | long-term | 96.2942 | 110
2007 | Northeast | long-term | 89.734 | 3165
2007 | Southeast | long-term | 150.7159 | 1191
2007 | Northwest | short-term | 47.3317 | 1967
2007 | Southwest | short-term | 95.7806 | 643
2007 | Midwest | short-term | 62.0522 | 1017
2007 | Northeast | short-term | 75.2949 | 539
2007 | Southeast | short-term | 61.565 | 63
2008 | Northwest | long-term | 25.5326 | 13039
2008 | Southwest | long-term | 53.2296 | 2268
2008 | Midwest | long-term | 89.0021 | 125
2008 | Northeast | long-term | 93.0499 | 3346
2008 | Southeast | long-term | 172.7464 | 1222
2008 | Northwest | short-term | 48.956 | 1640
2008 | Southwest | short-term | 100.2357 | 643
2008 | Midwest | short-term | 63.393 | 4392
2008 | Northeast | short-term | 80.4108 | 609
2008 | Southeast | short-term | 43.7328 | 215
2009 | Northwest | long-term | 27.6931 | 9864
2009 | Southwest | long-term | 33.9743 | 2638
2009 | Midwest | long-term | 61.578 | 172
2009 | Northeast | long-term | 88.7148 | 3166
2009 | Southeast | long-term | 206.4762 | 1257
2009 | Northwest | short-term | 29.6109 | 1133
2009 | Southwest | short-term | 58.2391 | 617
2009 | Midwest | short-term | 43.9858 | 5283
2009 | Northeast | short-term | 57.3148 | 519
2009 | Southeast | short-term | 46.4027 | 455
2010 | Northwest | long-term | 25.2873 | 10723
2010 | Southwest | long-term | 48.2206 | 1055
2010 | Midwest | long-term | 66.0165 | 61
2010 | Northeast | long-term | 85.6951 | 3067
2010 | Southeast | long-term | 208.801 | 1208
2010 | Northwest | short-term | 29.4116 | 1305
2010 | Southwest | short-term | 55.8479 | 789
2010 | Midwest | short-term | 55.275 | 3312
2010 | Northeast | short-term | 55.3032 | 431
2010 | Southeast | short-term | 54.3676 | 356
2011 | Northwest | long-term | 21.4745 | 12418
2011 | Southwest | long-term | 54.1497 | 1308
2011 | Midwest | long-term | 59.1562 | 2526
2011 | Northeast | long-term | 84.2349 | 3268
2011 | Southeast | long-term | 196.9909 | 1032
2011 | Northwest | short-term | 25.0606 | 2206
2011 | Southwest | short-term | 51.9755 | 705
2011 | Midwest | short-term | 42.2886 | 1128
2011 | Northeast | short-term | 53.0623 | 545
2011 | Southeast | short-term | 53.5103 | 392
2012 | Northwest | long-term | 27.0008 | 8807
2012 | Southwest | long-term | 36.8063 | 1001
2012 | Midwest | long-term | 59.11 | 2528
2012 | Northeast | long-term | 85.5726 | 1908
2012 | Southeast | long-term | 209.1228 | 702
2012 | Northwest | short-term | 22.8806 | 2478
2012 | Southwest | short-term | 28.7788 | 600
2012 | Midwest | short-term | 34.2576 | 531
2012 | Northeast | short-term | 51.5528 | 456
2012 | Southeast | short-term | 46.0328 | 445
2013 | Northwest | long-term | 29.9142 | 8424
2013 | Southwest | long-term | 36.625 | 882
2013 | Midwest | long-term | 59.0262 | 2626
2013 | Northeast | long-term | 92.5759 | 1475
2013 | Southeast | long-term | 170.7641 | 1213
2013 | Northwest | short-term | 31.8969 | 1589
2013 | Southwest | short-term | 39.2987 | 646
2013 | Midwest | short-term | 36.6889 | 667
2013 | Northeast | short-term | 58.1861 | 584
2013 | Southeast | short-term | 43.8204 | 674
2014 | Northwest | long-term | 32.0976 | 8135
2014 | Southwest | long-term | 30.4341 | 682
2014 | Midwest | long-term | 58.2207 | 2615
2014 | Northeast | long-term | 91.1674 | 1409
2014 | Southeast | long-term | 143.8754 | 1229
2014 | Northwest | short-term | 30.7216 | 1233
2014 | Southwest | short-term | 57.2581 | 74
2014 | Midwest | short-term | 34.7411 | 917
2014 | Northeast | short-term | 63.4444 | 514
2014 | Southeast | short-term | 33.1795 | 563
2015 | Northwest | long-term | 32.3508 | 7905
2015 | Southwest | long-term | 25.3386 | 600
2015 | Midwest | long-term | 68.1769 | 2169
2015 | Northeast | long-term | 88.1206 | 1058
2015 | Southeast | long-term | 146.5351 | 1283
2015 | Northwest | short-term | 23.4578 | 1593
2015 | Southwest | short-term | 68.1411 | 102
2015 | Midwest | short-term | 35.6884 | 1054
2015 | Northeast | short-term | 54.4073 | 488
2015 | Southeast | short-term | 47.8621 | 287
2016 | Northwest | long-term | 32.308 | 6067
2016 | Southwest | long-term | 32.9487 | 831
2016 | Midwest | long-term | 74.5719 | 1913
2016 | Northeast | long-term | 86.6863 | 979
2016 | Southeast | long-term | 140.0352 | 1371
2016 | Northwest | short-term | 21.6833 | 1321
2016 | Southwest | short-term | 38.2482 | 403
2016 | Midwest | short-term | 37.9423 | 1156
2016 | Northeast | short-term | 54.5271 | 459
2016 | Southeast | short-term | 47.85 | 286
2017 | Northwest | long-term | 31.9308 | 6159
2017 | Southwest | long-term | 29.8155 | 750
2017 | Midwest | long-term | 77.4842 | 1892
2017 | Northeast | long-term | 80.4418 | 1418
2017 | Southeast | long-term | 122.7878 | 1191
2017 | Northwest | short-term | 25.4658 | 1408
2017 | Southwest | short-term | 51.1901 | 410
2017 | Midwest | short-term | 45.5952 | 1103
2017 | Northeast | short-term | 60.5315 | 561
2017 | Southeast | short-term | 47.2273 | 229
2018 | Northwest | long-term | 37.9035 | 6012
2018 | Southwest | long-term | 24.6011 | 608
2018 | Midwest | long-term | 82.0438 | 1846
2018 | Northeast | long-term | 78.911 | 1198
2018 | Southeast | long-term | 111.4634 | 1299
2018 | Northwest | short-term | 34.6634 | 1165
2018 | Southwest | short-term | 62.8328 | 194
2018 | Midwest | short-term | 50.4625 | 1019
2018 | Northeast | short-term | 58.3449 | 575
2018 | Southeast | short-term | 46.6155 | 363

## Figure_27
YEAR | REGION | ENERGY PRODUCT TYPE | VOLUME WEIGHTED PRICE MWH | ENERGY VOLUME GWH
2006 | Northwest | firm | 22.1128 | 8871
2006 | Southwest | firm | 33.7765 | 2658
2006 | Midwest | firm | 65.6662 | 528
2006 | Northeast | firm | 80.6684 | 1145
2006 | Northwest | non-firm | 25.676 | 6954
2006 | Southwest | non-firm | 47.2673 | 4295
2006 | Midwest | non-firm | 66.1494 | 6370
2006 | Northeast | non-firm | 92.8956 | 3011
2006 | Southeast | non-firm | 142.9369 | 1077
2007 | Northwest | firm | 22.5115 | 8721
2007 | Southwest | firm | 30.756 | 1673
2007 | Midwest | firm | 77.0082 | 490
2007 | Northeast | firm | 79.087 | 1128
2007 | Southeast | firm | 39.36 | 162
2007 | Northwest | non-firm | 27.251 | 7111
2007 | Southwest | non-firm | 76.8568 | 1803
2007 | Midwest | non-firm | 56.4503 | 637
2007 | Northeast | non-firm | 91.3762 | 2576
2007 | Southeast | non-firm | 162.1079 | 1092
2008 | Northwest | firm | 25.3224 | 8013
2008 | Southwest | firm | 41.1469 | 857
2008 | Midwest | firm | 72.868 | 449
2008 | Northeast | firm | 78.3744 | 1099
2008 | Northwest | non-firm | 31.5474 | 6666
2008 | Southwest | non-firm | 72.9863 | 2054
2008 | Midwest | non-firm | 63.1316 | 4067
2008 | Northeast | non-firm | 96.0006 | 2856
2008 | Southeast | non-firm | 153.4487 | 1437
2009 | Northwest | firm | 28.3242 | 4709
2009 | Southwest | firm | 14.7371 | 651
2009 | Midwest | firm | 31.2265 | 678
2009 | Northeast | firm | 79.6601 | 1069
2009 | Northwest | non-firm | 27.5661 | 6288
2009 | Southwest | non-firm | 44.5269 | 2604
2009 | Midwest | non-firm | 46.432 | 4777
2009 | Northeast | non-firm | 86.1853 | 2616
2009 | Southeast | non-firm | 163.9598 | 1712
2010 | Northwest | firm | 23.0186 | 6524
2010 | Southwest | firm | 11.232 | 530
2010 | Midwest | firm | 34.6079 | 538
2010 | Northeast | firm | 75.1388 | 1090
2010 | Northwest | non-firm | 28.9544 | 5504
2010 | Southwest | non-firm | 67.7254 | 1314
2010 | Midwest | non-firm | 59.4304 | 2835
2010 | Northeast | non-firm | 85.0292 | 2409
2010 | Southeast | non-firm | 173.6695 | 1564
2011 | Northwest | firm | 18.4609 | 8228
2011 | Southwest | firm | 20.7223 | 601
2011 | Midwest | firm | 28.1169 | 586
2011 | Northeast | firm | 74.2193 | 1076
2011 | Northwest | non-firm | 26.5875 | 6397
2011 | Southwest | non-firm | 67.2782 | 1412
2011 | Midwest | non-firm | 58.8796 | 3069
2011 | Northeast | non-firm | 81.9621 | 2737
2011 | Southeast | non-firm | 157.526 | 1423
2012 | Northwest | firm | 23.3097 | 6842
2012 | Southwest | firm | 8.0668 | 596
2012 | Midwest | firm | 26.5734 | 403
2012 | Northeast | firm | 71.2018 | 973
2012 | Southeast | firm | 35.4235 | 31
2012 | Northwest | non-firm | 30.3866 | 4443
2012 | Southwest | non-firm | 49.0469 | 1005
2012 | Midwest | non-firm | 59.0808 | 2655
2012 | Northeast | non-firm | 84.463 | 1391
2012 | Southeast | non-firm | 148.8473 | 1117
2013 | Northwest | firm | 28.8152 | 6047
2013 | Southwest | firm | 8.2679 | 547
2013 | Midwest | firm | 31.475 | 460
2013 | Northeast | firm | 62.2464 | 264
2013 | Southeast | firm | 39.762 | 276
2013 | Northwest | non-firm | 32.3845 | 3966
2013 | Southwest | non-firm | 54.1859 | 981
2013 | Midwest | non-firm | 58.2389 | 2833
2013 | Northeast | non-firm | 85.8489 | 1795
2013 | Southeast | non-firm | 140.0733 | 1611
2014 | Northwest | firm | 29.9855 | 5510
2014 | Southwest | firm | 6.9191 | 478
2014 | Midwest | firm | 26.045 | 356
2014 | Northeast | firm | 67.4636 | 148
2014 | Southeast | firm | 15.8667 | 300
2014 | Northwest | non-firm | 34.6743 | 3858
2014 | Southwest | non-firm | 77.9951 | 278
2014 | Midwest | non-firm | 55.0459 | 3177
2014 | Northeast | non-firm | 85.1174 | 1775
2014 | Southeast | non-firm | 127.857 | 1491
2015 | Northwest | firm | 28.6952 | 5821
2015 | Southwest | firm | 4.896 | 456
2015 | Midwest | firm | 26.7901 | 314
2015 | Northeast | firm | 71.8891 | 199
2015 | Northwest | non-firm | 34.2864 | 3677
2015 | Southwest | non-firm | 81.0023 | 246
2015 | Midwest | non-firm | 60.8734 | 2909
2015 | Northeast | non-firm | 78.3032 | 1346
2015 | Southeast | non-firm | 128.4827 | 1570
2016 | Northwest | firm | 28.4346 | 3275
2016 | Southwest | firm | 10.9138 | 692
2016 | Midwest | firm | 44.6769 | 366
2016 | Northeast | firm | 75.9659 | 183
2016 | Northwest | non-firm | 31.9798 | 4113
2016 | Southwest | non-firm | 65.0308 | 542
2016 | Midwest | non-firm | 62.9563 | 2703
2016 | Northeast | non-firm | 76.4901 | 1255
2016 | Southeast | non-firm | 124.146 | 1657
2017 | Northwest | firm | 28.0232 | 3384
2017 | Southwest | firm | 9.6996 | 570
2017 | Midwest | firm | 55.2436 | 485
2017 | Northeast | firm | 67.0353 | 259
2017 | Northwest | non-firm | 32.9153 | 4183
2017 | Southwest | non-firm | 64.0766 | 591
2017 | Midwest | non-firm | 67.7709 | 2510
2017 | Northeast | non-firm | 75.9626 | 1721
2017 | Southeast | non-firm | 110.5877 | 1421
2018 | Northwest | firm | 40.0564 | 3203
2018 | Southwest | firm | 6.2717 | 461
2018 | Midwest | firm | 57.0119 | 562
2018 | Northeast | firm | 68.5517 | 234
2018 | Northwest | non-firm | 35.2182 | 3974
2018 | Southwest | non-firm | 71.0768 | 341
2018 | Midwest | non-firm | 74.1812 | 2302
2018 | Northeast | non-firm | 72.8055 | 1539
2018 | Southeast | non-firm | 97.3153 | 1662

## Figure_28
UTILITY ID SELLER | REGION | PLANT OPERATION YEAR | QUALIFYING FACILITY STATUS | PLANT CAPACITY MW | LAST DATA YEAR | AVERAGE PRICE MWH
101_CATALYST NEW MARTINSVILLE HYDRO EL. CO | Southeast | 1988 | No | 37.4 | 2017 | 64.9437
107_BLACKSTONE HYDRO ASSOC | Northeast | 1981 | Yes | 1.6 | 2018 | 65.4587
107_ORONO B HYDRO | Northeast | 2013 | No | 3.9 | 2018 | 90.8095
107_THUNDERMIST HYDRO QF | Northeast | 1981 | Yes | 1.2 | 2018 | 76.513
107_VALLEY HYDRO - QF | Northeast | 1931 | No | 0.79 | 2016 | 58.352
108_CENTRAL ARIZONA WATER CONSERVATION DIS | Southwest | 1993 | No | 40 | 2018 | 58.003
108_COLORADO RIVER COMMISSION | Southwest | 1936 | No | 1039.4 | 2018 | 16.9648
11_BANGOR PACIFIC HYDRO ASSOC. | Northeast | 1988 | No | 13 | 2018 | 67.416
11_MILO HYDRO COMPANY | Northeast | 1982 | No | 0.695 | 2014 | 106.3004
11_PUMPKIN HILL HYDRO | Northeast | 1987 | No | 1 | 2017 | 102.9135
11_SEBEC HYDRO ASSOC. | Northeast | 1984 | No | 0.867 | 2018 | 115.4338
115_ALICE FALLS CORPORATION | Northeast | 1991 | No | 2.1 | 2018 | 99.6635
115_ALLEGHENY HYDRO NO. 8 & 9 | Northeast | 1990 | No | 31.4 | 2018 | 38.385
115_AMPERSAND CHASM FALLS HYDRO | Northeast | 1982 | No | 1.6 | 2015 | 47.7995
115_LOWER SARANAC HYDRO PARTNERS | Northeast | 1990 | No | 6.7 | 2018 | 98.4136
115_SENECA FALLS POWER CORPORATION | Northeast | 1917 | No | 8 | 2016 | 48.893
117_AHDC HUDSON FALLS | Northeast | 1995 | Yes | 44 | 2018 | 79.9473
117_AHDC SOUTH GLENS FALLS | Northeast | 1994 | Yes | 13.8 | 2018 | 89.072
117_ALBANY ENGINEERING INC | Northeast | 1922 | No | 6 | 2018 | 39.9349
117_ALGONQUIN- ALDER CREEK(KAYUTA) | Northeast | 1984 | No | 0.4 | 2018 | 20.076
117_ALGONQUIN- CHRISTINE FALLS | Northeast | 1988 | No | 0.85 | 2018 | 50.7191
117_ALGONQUIN - OGDENSBURG | Northeast | 1987 | No | 3.5 | 2018 | 45.2927
117_ALGONQUIN POWER BEAVER FALLS LLC (LOW) | Northeast | 1979 | No | 1 | 2013 | 34.3484
117_ALGONQUIN POWER BEAVER FALLS LLC (UPP) | Northeast | 1985 | No | 1.5 | 2013 | 34.816
117_AMPERSAND - CRANBERRY LAKE HYDRO | Northeast | 1987 | No | 0.595 | 2018 | 40.431
117_AMPERSAND - FORESTPORT HYDRO | Northeast | 1987 | Yes | 3.4 | 2018 | 30.2096
117_AMPERSAND - HOLLOW DAM HYDRO | Northeast | 1987 | Yes | 1 | 2018 | 27.6655
117_AMPERSAND - MT IDA ASSOCIATES | Northeast | 1992 | Yes | 3 | 2018 | 61.8018
117_AMPERSAND - TANNERY ISLAND POWER CO. | Northeast | 1986 | No | 1.5 | 2018 | 44.9029
117_AMPERSAND LONG FALLS - WAMCO | Northeast | 1991 | Yes | 3.3 | 2018 | 21.183
117_BATTENKILL HYDRO INC-MIDDLE GREENWICH | Northeast | 1989 | No | 0.3 | 2013 | 63.9117
117_BATTENKILL HYDRO INC-UPPER GREENWICH | Northeast | 1988 | No | 0.574 | 2016 | 53.8469
117_BLACK RIVER HYDRO ASSOC-DENLEY OLD | Northeast | 1984 | No | 1.9 | 2018 | 68.6826
117_BLACK RIVER HYDRO ASSOC-ROCK ISLAND | Northeast | 1984 | No | 5.7 | 2012 | 69.2827
117_BLACK RIVER HYDRO C/O ENEL - PORT LEYD | Northeast | 1984 | No | 2.2 | 2018 | 65.7925
117_BURROWS HYDRO | Northeast | 1984 | Yes | 3 | 2016 | 82.8403
117_BURRSTONE ENERGY CENTER (UTICA) | Northeast | 1993 | No | 0.45 | 2018 | 38.8147
117_BURT DAM POWER CO PARTNERSHIP | Northeast | 1987 | No | 0.6 | 2018 | 57.6989
117_BURT DAM POWER CO. PARTNERSHIP | Northeast | 1987 | No | 0.6 | 2012 | 39.325
117_CELLU-TISSUE CORP - NATURAL DAM | Northeast | 1959 | No | 1 | 2017 | 50.9407
117_CHITTENDEN FALLS | Northeast | 1928 | No | 0.85 | 2014 | 70.0784
117_CITY OF OSWEGO - HIGH DAM | Northeast | 1928 | No | 11.9 | 2018 | 54.2455
117_COTTRELL PAPER CO-ROCK CITY FALLS HYDR | Northeast | 1986 | No | 0.486 | 2013 | 57.7839
117_CURTIS PALMER HYDROELECTRIC | Northeast | 1985 | No | 9.8 | 2018 | 121.2349
117_DAHOWA HYDRO DIVISION-STEVENS&THOMPSON | Northeast | 1987 | Yes | 10.5 | 2013 | 63.7074
117_EAGLE CREEK-CHAMPLAIN SPINNERS-PWR CO. | Northeast | 1992 | No | 0.628 | 2018 | 32.436
117_EAGLE CREEK - LOWER BEAVER FALLS | Northeast | 1979 | Yes | 1 | 2018 | 17.406
117_EAGLE CREEK - NEWPORT HYDRO | Northeast | 1987 | No | 1.7 | 2018 | 67.7838
117_EAGLE CREEK - PHOENIX HYDRO | Northeast | 1991 | No | 3.2 | 2018 | 102.0163
117_EAGLE CREEK - UPPER BEAVER FALLS | Northeast | 1985 | Yes | 1.5 | 2018 | 17.0116
117_EMPIRE HYDRO PARTNERS | Northeast | 1985 | No | 1 | 2018 | 45.7852
117_ENEL-COPENHAGEN HYDRO-HIGH FALLS 845"A | Northeast | 1984 | No | 3.3 | 2018 | 142.9752
117_ENEL - DEXTER HYDRO - HDG - - 845"C" | Northeast | 1931 | No | 4.2 | 2018 | 142.8969
117_ENEL - DIAMOND ISLAND HYDRO - - 845"F" | Northeast | 1914 | No | 1.2 | 2018 | 143.1049
117_ENEL - FOWLER HYDRO | Northeast | 1922 | No | 0.9 | 2018 | 63.7912
117_ENEL - HAILESBORO HYDRO #3 - - 845"B" | Northeast | 1984 | No | 1 | 2018 | 138.349
117_ENEL - HAILESBORO HYDRO #4 - - 845 "G" | Northeast | 1922 | No | 1.4 | 2018 | 143.1098
117_ENEL - HALIESBORO HYDRO #6 - - 845 "D" | Northeast | 1981 | No | 1 | 2018 | 143.0895
117_ENEL - LACHUTE HYDRO - - 420 & 421 | Northeast | 1987 | Yes | 9 | 2018 | 50.0119
117_ENEL - PYRITES - NEW HYDRO | Northeast | 1949 | Yes | 8.2 | 2018 | 68.2598
117_ENEL - THERESA HYDRO - - 845 "E" | Northeast | 1927 | No | 1.3 | 2018 | 143.1727
117_ERIE BLVD HYDROPOWER L.P (HEWITTVILLE) | Northeast | 1984 | Yes | 3 | 2018 | 37.1305
117_ERIE BLVD HYDROPOWER L.P. (UNIONVILLE) | Northeast | 1984 | Yes | 3 | 2018 | 43.163
117_FORT MILLER ASSOC- HUDSON RIVER | Northeast | 1984 | No | 5 | 2018 | 92.7655
117_FORTISUS ENERGY (PHIL. HYDRO) | Northeast | 1986 | Yes | 3.6 | 2016 | 48.3088
117_FRANKLIN HYDRO | Northeast | 1911 | No | 2 | 2015 | 76.3507
117_GR CATALYST ONE - STILLWATER HYDRO | Northeast | 1993 | Yes | 3.4 | 2018 | 99.4385
117_HOLLINGSWORT & VOSE-LOWER | Northeast | 1985 | No | 1.065 | 2018 | 40.2199
117_HOLLINGSWORTH & VOSE - UPPER | Northeast | 1985 | No | 1.008 | 2014 | 65.562
117_HOLLINGSWORTH&VOSE - CENTER | Northeast | 1984 | Yes | 1.1 | 2011 | 42.7777
117_HOLLOW DAM POWER CO. PARTNERSHIP | Northeast | 1987 | No | 1 | 2016 | 50.024
117_HYDRO POWER INC. (HOOSICK FALLS) | Northeast | 1988 | No | 2 | 2011 | 69.0408
117_KEI POWER MGMT - BATTENKILL HYDRO INC | Northeast | 1989 | No | 0.3 | 2017 | 36.111
117_KEI POWER MGMT - UNION FALLS HYDROPWR | Northeast | 1987 | Yes | 2.6 | 2018 | 16.5225
117_LAKE ALGONQUIN HYDRO | Northeast | 1987 | No | 0.698 | 2018 | 67.7792
117_LITTLE FALLS HYDRO | Northeast | 1987 | No | 13 | 2018 | 106.8473
117_LYONSDALE ASSOCIATES-BURROWS HYDRO | Northeast | 1984 | No | 3 | 2013 | 82.3379
117_MIDDLE FALLS | Northeast | 1989 | Yes | 2.2 | 2018 | 55.2793
117_MIDDLE FALLS (BORALEX) | Northeast | 1989 | No | 2.2 | 2011 | 143.3792
117_MOHAWK VALLEY WATER AUTH-UTICA- TF | Northeast | 1993 | No | 0.45 | 2018 | 25.1765
117_MOHAWK VALLEY WATER AUTH-UTICA-SR | Northeast | 1993 | No | 0.45 | 2018 | 27.299
117_NORTHBROOK LYONS FALLS, LLC | Northeast | 1923 | No | 5.6 | 2006 | 74.986
117_POTSDAM, VILLAGE OF | Northeast | 1983 | No | 1.6 | 2015 | 52.2882
117_SANDY HOLLOW HYDRO ASSOC. | Northeast | 1987 | No | 0.815 | 2018 | 42.7446
117_SOUTH GLENNS FALLS LTD PARTNERSHIP (B) | Northeast | 1994 | No | 13.8 | 2012 | 103.2737
117_STILLWATER ASSOCIATES | Northeast | 1987 | Yes | 1.8 | 2018 | 98.7355
117_STUYVESANT FALLS HYDRO | Northeast | 2012 | Yes | 6 | 2016 | 50.1903
117_TUG HILL ENERGY (KING FALLS) | Northeast | 1988 | Yes | 1.6 | 2011 | 55.3783
117_TUG HILL ENERGY INC (OTTER CREEK) | Northeast | 1986 | No | 0.525 | 2017 | 44.4037
117_UNION FALLS HYDROPOWER LTD PARTNERSHIP | Northeast | 1987 | No | 2.6 | 2016 | 40.8456
117_UTICA BOARD OF WATER SUP-TRENTON FALLS | Northeast | 1919 | No | 21.9 | 2016 | 49.3975
117_UTICA BOARD OF WATER SUPPLY- SAND RD | Northeast | 1959 | No | 19 | 2016 | 47.9529
117_VALLEY FALLS ASSOCIATES | Northeast | 1985 | No | 2.5 | 2018 | 78.4391
117_VICTORY MILLS HYDRO | Northeast | 1986 | Yes | 1.7 | 2016 | 77.1868
117_WATERVLIET HYDRO | Northeast | 1983 | Yes | 1.2 | 2018 | 55.145
117_WAVE HYDRO | Northeast | 1981 | No | 0.95 | 2016 | 36.0063
117_WEST END DAM ASSOCIATES | Northeast | 1985 | No | 4.4 | 2018 | 46.5779
119_MIDAMERICAN ENERGY COMPANY | Midwest | 1942 | No | 3.6 | 2006 | 77.225
12_CITY OF SPEARFISH | Northwest | 1912 | No | 4 | 2018 | 22.1642
12_MIDAMERICAN ENERGY | Northwest | 1942 | No | 3.6 | 2009 | 29.262
120_BYLLESBY HYDRO | Midwest | 1988 | No | 2.5 | 2008 | 33.5587
120_HASTINGS LOCK & DAM | Midwest | 1992 | No | 4.4 | 2018 | 23.3723
120_HATFIELD HYDRO, LLC | Midwest | 1926 | No | 6 | 2012 | 42.4945
120_LAC COURTE OREILLES HYDRO | Midwest | 1986 | Yes | 3.4 | 2018 | 26.0859
120_MIDAMERICAN ENERGY | Midwest | 1942 | No | 3.6 | 2006 | 138.74
120_RAPIDAN HYDRO | Midwest | 1984 | No | 6.8 | 2018 | 24.1573
120_SAF HYDROELECTRIC, L.L.C. | Midwest | 2011 | No | 9.6 | 2018 | 48.0704
122_BOULDER HYDRO | Northwest | 1988 | No | 0.45 | 2018 | 30.4879
122_DOUGLAS COUNTY PUD | Northwest | 1967 | No | 774 | 2018 | 39.6143
122_FLINT CREEK HYDROELECTRIC, LLC | Northwest | 2013 | Yes | 2 | 2018 | 72.536
122_HYDRODYNAMICS - SOUTH DRY CREEK | Northwest | 1985 | Yes | 2 | 2018 | 65.5156
122_HYDRODYNAMICS - STRAWBERRY CREEK | Northwest | 1987 | No | 0.275 | 2018 | 66.899
122_LOWER SOUTH FORK HYDRO, LLC | Northwest | 2012 | No | 0.47 | 2018 | 73.053
122_PONY HYDRO | Northwest | 1988 | No | 0.4 | 2018 | 65.7463
122_ROSS CREEK HYDRO | Northwest | 1996 | No | 0.597 | 2018 | 36.5333
122_STATE OF MONTANA-DNRC/BROADWATER DAM | Northwest | 1989 | No | 9.7 | 2018 | 115.372
122_TIBER DAM | Northwest | 2004 | No | 7.5 | 2018 | 42.1787
122_TURNBULL HYDRO | Northwest | 2011 | Yes | 13 | 2018 | 70.5046
133_ARBUCKLE MOUNTAIN HYDRO | Southwest | 1986 | No | 0.4 | 2014 | 38.9304
133_BAKER STATION ASSOCIATES L.P. | Southwest | 1991 | No | 1.5 | 2013 | 69.5322
133_BUCKEYE HYDROELECTRIC PROJECT | Southwest | 1983 | No | 0.945 | 2009 | 117.9725
133_CANAL CREEK POWER PLANT (RETA) | Southwest | 1982 | No | 0.9 | 2012 | 44.2307
133_EAGLE HYDRO | Southwest | 1985 | No | 0.615 | 2015 | 43.1027
133_EL DORADO HYDRO LLC (MONTGOMERY CREEK) | Southwest | 1987 | Yes | 2.6 | 2017 | 48.4165
133_FIVE BEARS HYDROELECTRIC | Southwest | 1989 | No | 0.935 | 2018 | 45.8911
133_GANSNER HYDRO | Southwest | 1985 | No | 0.25 | 2018 | 37.3825
133_HAYPRESS HYDROELECTRIC (LWR) | Southwest | 1988 | No | 5 | 2009 | 72.4875
133_HAYPRESS HYDROELECTRIC (MDDL) | Southwest | 1988 | No | 5 | 2009 | 71.801
133_HUMBOLDT BAY MWD | Southwest | 1983 | No | 2 | 2017 | 49.1323
133_HYDRO PARTNERS CLOVER CREEK | Southwest | 1985 | No | 0.224 | 2018 | 32.0511
133_HYDRO SIERRA DEADWOOD CREEK | Southwest | 1993 | No | 2 | 2018 | 50.3807
133_HYPOWER, INC. | Southwest | 1992 | Yes | 14.5 | 2018 | 45.7231
133_INDIAN VALLEY HYDRO | Southwest | 1983 | No | 2.9 | 2018 | 54.088
133_KEKAWAKA CREEK HYDROELECTRIC FACILITY | Southwest | 1989 | Yes | 4.9 | 2012 | 38.662
133_KERN HYDRO PARTNERS (OLCESE) | Southwest | 1989 | No | 14 | 2013 | 66.8654
133_KINGS RIVER HYDRO | Southwest | 1962 | No | 48.6 | 2018 | 48.2441
133_LASSEN STATION HYDRO | Southwest | 1986 | No | 0.995 | 2016 | 35.1326
133_MADERA CANAL STATION 1302 | Southwest | 1986 | No | 0.424 | 2016 | 51.6788
133_MALACHA HYDRO L.P. | Southwest | 1988 | No | 29.9 | 2018 | 64.393
133_MEGA RENEWABLES (BIDWELL DITCH) | Southwest | 1987 | Yes | 1.8 | 2017 | 49.8398
133_MEGA RENEWABLES (HATCHET CRK) | Southwest | 1986 | Yes | 6.8 | 2017 | 51.8776
133_MEGA RENEWABLES (ROARING CRK) | Southwest | 1987 | No | 0.6 | 2016 | 53.5
133_MEGA RENEWABLES (SILVER SPRINGS) | Southwest | 1986 | No | 1 | 2017 | 35.057
133_MONTEREY COUNTY WATER RES AGENCY | Southwest | 1987 | No | 4.4 | 2013 | 41.111
133_NELSON CREEK POWER | Southwest | 1989 | Yes | 1.2 | 2018 | 52.274
133_NEVADA IRRIGATION DIST./BOWMAN HYD | Southwest | 1986 | No | 3.6 | 2017 | 49.8286
133_NEVADA IRRIGATION DISTRICT NORTH COMBI | Southwest | 1985 | No | 0.45 | 2009 | 114.794
133_NEVADA IRRIGATION DISTRICT SCOTTS FLAT | Southwest | 1985 | No | 1 | 2006 | 87.82
133_OLSEN POWER PARTNERS | Southwest | 1990 | No | 5 | 2018 | 49.6802
133_ROCK CREEK HYDRO | Southwest | 1986 | Yes | 3 | 2016 | 35.3465
133_SALMON CREEK HYDROELECTRIC | Southwest | 1984 | No | 0.6 | 2014 | 43.1543
133_SCHAADS HYDRO | Southwest | 1985 | No | 0.23 | 2018 | 32.1278
133_SNOW MOUNTAIN HYDRO LLC (BURNEY CREEK) | Southwest | 1990 | Yes | 3 | 2015 | 64.0573
133_SNOW MOUNTAIN HYDRO LLC (COVE) | Southwest | 1990 | Yes | 5 | 2015 | 65.5457
133_SNOW MOUNTAIN HYDRO LLC (LOST CREEK 1) | Southwest | 1989 | Yes | 1.1 | 2009 | 79.5737
133_SNOW MOUNTAIN HYDRO LLC (LOST CREEK 2) | Southwest | 1989 | No | 0.455 | 2009 | 80.079
133_SNOW MOUNTAIN HYDRO LLC (PONDEROSA BAI | Southwest | 1990 | Yes | 1.1 | 2015 | 51.2079
133_SOLANO IRRIGATION DISTRICT | Southwest | 1983 | No | 11.5 | 2009 | 110.856
133_SONOMA COUNTY WATER AGENCY | Southwest | 1988 | Yes | 2.7 | 2009 | 78.6372
133_STS HYDROPOWER LTD KANAKA | Southwest | 1988 | Yes | 1.1 | 2017 | 60.5313
133_STS HYDROPOWER LTD. (KEKAWAKA) | Southwest | 1989 | Yes | 4.9 | 2015 | 63.7639
133_TRI- DAM AUTHORITY | Southwest | 1986 | Yes | 16.2 | 2017 | 59.0303
133_TRI-DAM BEARDSLEY POWERHOUSE | Southwest | 1957 | No | 10 | 2008 | 74.0685
133_TRI-DAM TULLOCH POWERHOUSE | Southwest | 1958 | No | 29.9 | 2008 | 79.424
133_TRIDAM DONNELLS POWERHOUSE | Southwest | 1957 | No | 72 | 2008 | 87.6307
134_AMY RANCH HYDRO | Northwest | 1986 | No | 0.65 | 2010 | 59.9355
134_BELL MOUNTAIN HYDRO, LLC | Northwest | 1983 | No | 0.16 | 2018 | 85.1126
134_BIRCH CREEK HYDRO | Northwest | 1986 | Yes | 2.6 | 2018 | 63.9297
134_C DROP HYDRO, LLC | Northwest | 2012 | Yes | 1.1 | 2018 | 72.3671
134_CENTRAL OREGON IRRIGATION DISTRICT | Northwest | 2000 | No | 10.4 | 2018 | 104.3248
134_CITY OF PORTLAND, WATER BUREAU | Northwest | 2015 | No | 0.2 | 2018 | 70.7731
134_CITY OF WALLA WALLA | Northwest | 1988 | Yes | 2.2 | 2012 | 153.985
134_COLORADO RIVER COMMISSION OF NEVADA | Northwest | 1936 | No | 1039.4 | 2012 | 62.5228
134_COTTONWOOD HYDRO LLC | Northwest | 1983 | No | 4.8 | 2018 | 59.5458
134_DESCHUTES VALLEY WATER DISTRICT | Northwest | 1985 | No | 4.3 | 2018 | 125.6129
134_DORENA HYDRO, LLC | Northwest | 2014 | Yes | 7.5 | 2018 | 78.3222
134_DOUGLAS COUNTY | Northwest | 1987 | No | 1.6 | 2018 | 144.4774
134_DOUGLAS COUNTY PUB UTILITY DIST NO 1 | Northwest | 1967 | No | 774 | 2018 | 31.1091
134_DRY CREEK LLC | Northwest | 1987 | Yes | 3.6 | 2018 | 58.9458
134_FALLS CREEK H.P. LIMITED PARTNERSHIP | Northwest | 1984 | Yes | 4.1 | 2018 | 125.3725
134_FARMERS IRRIGATION DISTRICT | Northwest | 2001 | No | 4.4 | 2018 | 89.9508
134_GALESVILLE DAM | Northwest | 1987 | No | 1.6 | 2008 | 133.0043
134_GARLAND CANAL | Northwest | 1983 | No | 2.9 | 2008 | 44.586
134_LACOMB IRRIGATION | Northwest | 1986 | Yes | 1 | 2018 | 38.7903
134_MARSH VALLEY HYDRO & ELECTRIC COMPANY | Northwest | 1993 | Yes | 1.6 | 2018 | 63.9125
134_MIDDLE FORK IRRIGATION DISTRICT | Northwest | 1986 | Yes | 3.3 | 2018 | 67.5012
134_MINK CREEK HYDRO LLC | Northwest | 1986 | Yes | 3.1 | 2018 | 61.8898
134_MONROE HYDRO, LLC | Northwest | 2015 | No | 0.3 | 2015 | 26.823
134_PRESTON CITY HYDRO | Northwest | 1982 | No | 0.41 | 2009 | 57.5285
134_SHOSHONE IRRIGATION DISTRICT | Northwest | 1983 | No | 2.9 | 2014 | 46.757
134_SLATE CREEK HYDRO COMPANY, INC. | Northwest | 1990 | Yes | 4.2 | 2018 | 121.1501
134_SPRAGUE HYDRO LLC | Northwest | 1989 | Yes | 1.2 | 2018 | 134.7756
134_ST. ANTHONY HYDRO, LLC | Northwest | 1915 | No | 0.5 | 2018 | 57.432
134_YAKIMA-TIETON IRRIGATION DISTRICT | Northwest | 1987 | Yes | 3.3 | 2018 | 51.0747
136_CONEMAUGH DAM | Northeast | 1989 | No | 15 | 2008 | 84.535
136_YOUGH HYDRO | Northeast | 1989 | No | 12.2 | 2015 | 48.1334
141_CONDUIT 3 HYDRO | Northwest | 2015 | No | 0.2 | 2017 | 66.2947
141_DOUGLAS COUNTY, PUD NO. 1, WASHINGTON | Northwest | 1967 | No | 774 | 2018 | 25.5319
141_NORTHERN WASCO PUD HYDRO | Northwest | 1991 | No | 6.5 | 2017 | 38.9846
141_WARM SPRINGS POWER ENTERPRISES | Northwest | 1982 | No | 19.6 | 2018 | 40.5068
145_COLORADO RIVER COMMISSION OF NEVADA | Southwest | 1936 | No | 1039.4 | 2011 | 49.361
145_DENVER WATER BOARD - DILLON DAM | Southwest | 1987 | Yes | 1.8 | 2012 | 40.6277
145_DENVER WATER BOARD - GROSS RESERVOIR | Southwest | 2007 | Yes | 7.8 | 2012 | 36.3737
145_DENVER WATER BOARD - HILLCREST | Southwest | 1993 | Yes | 2 | 2012 | 40.2352
145_DENVER WATER BOARD - STRONTIA SPRINGS | Southwest | 1986 | Yes | 1 | 2012 | 41.0587
145_ORCHARD MESA IRRIGATION DISTRICT | Southwest | 1932 | No | 1.5 | 2018 | 42.3926
145_PUD NO. 1 OF DOUGLAS COUNTY | Southwest | 1967 | No | 774 | 2016 | 44.8392
145_STS HYDROPOWER, LTD. | Southwest | 1985 | Yes | 2.5 | 2018 | 35.8762
146_ASHUELOT HYDRO | Northeast | 1987 | No | 0.81 | 2008 | 79.348
146_AVERY DAM | Northeast | 1986 | No | 0.435 | 2007 | 79.655
146_BATH ELECTRIC HYDRO | Northeast | 1985 | No | 0.3 | 2007 | 117.2345
146_BELL MILL - ELM STREET HYDRO | Northeast | 1983 | No | 0.012 | 2006 | 69.779
146_CAMPTON DAM | Northeast | 1985 | No | 0.639 | 2007 | 73.6345
146_CELLEY MILL HYDRO | Northeast | 1984 | No | 0.14 | 2007 | 117.4125
146_CHINA MILLS DAM | Northeast | 1981 | Yes | 1.7 | 2008 | 77.5483
146_CLEMENT DAM | Northeast | 1984 | No | 2.4 | 2011 | 67.0975
146_EASTMAN BROOK HYDRO | Northeast | 1983 | No | 0.1 | 2007 | 117.131
146_ERROL DAM | Northeast | 1986 | Yes | 3 | 2018 | 116.7435
146_FISKE MILL HYDRO | Northeast | 1987 | No | 0.81 | 2007 | 80.4925
146_FRANKLIN FALLS | Northeast | 1935 | No | 0.68 | 2014 | 76.3444
146_GREAT FALLS LOWER | Northeast | 1985 | Yes | 1.3 | 2013 | 103.8727
146_GREGGS FALLS | Northeast | 1985 | No | 3.5 | 2013 | 59.2336
146_HOPKINTON HYDRO | Northeast | 1985 | Yes | 1 | 2007 | 77.5835
146_HOSIERY MILL DAM | Northeast | 1989 | No | 1.2 | 2007 | 71.2735
146_LAKEPORT DAM | Northeast | 1983 | No | 0.705 | 2008 | 82.8747
146_LISBON HYDRO | Northeast | 1986 | No | 0.675 | 2007 | 88.128
146_LOCHMERE DAM | Northeast | 1984 | No | 1.2 | 2008 | 81.6043
146_LOWER ROBERTSON DAM | Northeast | 1987 | No | 0.81 | 2008 | 80.6887
146_MILTON MILLS HYDRO | Northeast | 1914 | No | 1.4 | 2018 | 60.5359
146_MINE FALLS | Northeast | 1985 | No | 3 | 2013 | 60.6758
146_NEWFOUND HYDRO | Northeast | 1983 | No | 1.4 | 2014 | 138.8952
146_OLD NASH DAM | Northeast | 1984 | No | 0.212 | 2007 | 76.0465
146_OTIS MILL HYDRO | Northeast | 1983 | No | 0.2 | 2007 | 72.1915
146_PEMBROKE HYDRO | Northeast | 1985 | Yes | 2.7 | 2013 | 60.5579
146_PENACOOK LOWER FALLS | Northeast | 1983 | Yes | 4.6 | 2013 | 40.7353
146_PENACOOK UPPER FALLS | Northeast | 1986 | Yes | 3.4 | 2016 | 110.4775
146_PETTYBORO HYDRO | Northeast | 1985 | No | 0.058 | 2007 | 75.973
146_RIVER BEND HYDRO | Northeast | 1935 | No | 0.68 | 2013 | 65.4473
146_ROLLINSFORD HYDRO | Northeast | 1986 | No | 1.4 | 2014 | 92.0313
146_SALMON FALLS HYDRO | Northeast | 1986 | No | 1.2 | 2008 | 162.0953
146_STEELS POND HYDRO | Northeast | 1984 | No | 0.975 | 2007 | 61.4135
146_SUNAPEE HYDRO | Northeast | 1985 | No | 0.6 | 2007 | 78.581
146_SWANS FALLS HYDRO | Northeast | 1923 | No | 0.82 | 2008 | 83.125
146_WATSON DAM | Northeast | 1984 | No | 0.265 | 2007 | 151.536
146_WEST HOPKINTON HYDRO | Northeast | 1985 | Yes | 1 | 2011 | 106.612
146_WESTON DAM | Northeast | 1987 | No | 0.54 | 2008 | 82.8067
146_WYANDOTTE HYDRO | Northeast | 1982 | No | 0.184 | 2007 | 75.132
147_CAP-CENTRAL ARIZONA WATER CONSV. DIST. | Southwest | 1993 | No | 40 | 2018 | 49.2308
147_COLORADO RIVER COMMISSION | Southwest | 1936 | No | 1039.4 | 2006 | 61.469
149_GREAT FALLS | Northeast | 1985 | No | 12.3 | 2014 | 67.2616
150_BLACK CREEK HYDRO | Northwest | 1994 | No | 3.7 | 2018 | 87.8361
150_DOUGLAS COUNTY PUD #1 | Northwest | 1967 | No | 774 | 2018 | 22.3276
150_DOUGLAS COUNTY PUD #1 - WELLS | Northwest | 1967 | No | 774 | 2006 | 6.654
150_ELECTRON HYDRO, LLC | Northwest | 1904 | No | 22.8 | 2018 | 63.5898
150_HUTCHINSON CREEK HYDRO | Northwest | 1985 | No | 0.8 | 2015 | 33.9922
150_SKOOKUMCHUCK HYDRO | Northwest | 1990 | No | 1 | 2018 | 100.2639
150_SMITH CREEK HYDRO | Northwest | 1982 | No | 0.12 | 2018 | 100.2871
150_TWIN FALLS HYDRO | Northwest | 1989 | Yes | 24 | 2018 | 81.0058
155_CITY OF ESCONDIDO | Southwest | 1986 | No | 1.4 | 2018 | 37.872
155_SAN DIEGO COUNTY WATER AUTHORITY | Southwest | 2007 | No | 4.6 | 2016 | 58.7482
155_SANTA FE IRRIGATION DISTRICT | Southwest | 1987 | No | 1.4 | 2016 | 41.346
157_DOUGLAS COUNTY PUBLIC UTILITY DISTRICT | Southwest | 1967 | No | 774 | 2015 | 35.3854
157_FRANK HOOPER HYDRO | Southwest | 1985 | No | 0.6728 | 2018 | 113.2845
157_TMWA - WASHOE HYDRO FACILITY | Southwest | 1904 | No | 2.6 | 2018 | 76.3494
157_TMWA HYDRO FACILITY (FLEISH) | Southwest | 1914 | No | 2 | 2018 | 73.446
157_TMWA HYDRO FACILITY (VERDI) | Southwest | 1911 | No | 2.4 | 2018 | 72.775
157_TRUCKEE-CARSON IRRIGATION DISTRICT | Southwest | 1989 | No | 4 | 2018 | 80.7902
161_CALLEGUAS MWD - SPRINGVILLE HYDRO | Southwest | 1994 | Yes | 1 | 2015 | 41.1344
161_CALLEGUAS MWD - UNIT 1 | Southwest | 1983 | No | 0.75 | 2012 | 51.15
161_CALLEGUAS MWD - UNIT 2 (EAST PORTAL) | Southwest | 1987 | Yes | 1.2 | 2014 | 43.3805
161_CALLEGUAS MWD (SANTA ROSA HYDRO) | Southwest | 1988 | No | 0.261 | 2018 | 63.7279
161_CALLEGUAS MWD (SPRINGVILLE) | Southwest | 1994 | Yes | 1 | 2018 | 80.9643
161_CALLEGUAS MWD 1-CONEJO | Southwest | 1983 | No | 0.75 | 2008 | 100.4333
161_CALLEGUAS MWD 2-CHATSWRTH | Southwest | 1987 | Yes | 1.2 | 2010 | 74.6036
161_CENTRAL HYDROELECTRIC CORP. | Southwest | 1990 | No | 11.8 | 2018 | 55.7741
161_DESERT WATER AGCY/WHTEWTR | Southwest | 1986 | Yes | 1.3 | 2010 | 61.6938
161_DESERT WATER AGENCY (SNOW CREEK) | Southwest | 1988 | No | 0.4 | 2018 | 43.1666
161_HI HEAD HYDRO INCORPORATED | Southwest | 1982 | No | 0.371 | 2018 | 66.6146
161_KAWEAH RIVER POWER AUTHORITY | Southwest | 1990 | No | 20.1 | 2018 | 52.1349
161_LOWER TULE RIVER IRRIGATION DISTRICT | Southwest | 1989 | Yes | 1.4 | 2018 | 81.5872
161_UNITED WATER CONSERVATION DISTRICT | Southwest | 1987 | No | 1.3 | 2018 | 52.5492
17_BROOKS ENERGY | Southeast | 1985 | Yes | 1.2 | 2018 | 78.2902
17_COX LAKE HYDRO ELECTRIC | Southeast | 1986 | No | 0.375 | 2018 | 62.3042
17_DEEP RIVER HYDRO | Southeast | 1986 | No | 0.48 | 2018 | 61.9917
17_HOOSIER HYDROELECTRIC | Southeast | 1922 | No | 0.18 | 2013 | 51.5756
17_HYDRODYNE-HIGH FALLS | Southeast | 1984 | No | 0.6 | 2018 | 78.5214
17_HYDRODYNE-LITTLE RIVER | Southeast | 1997 | No | 0.575 | 2018 | 55.592
17_JORDAN HYDROELECTRIC LLC | Southeast | 2012 | Yes | 4.4 | 2018 | 62.8341
17_LOCKVILLE HYDROPOWER COMPANY | Southeast | 1985 | Yes | 1.2 | 2013 | 52.619
17_MADISON HYDRO PARTNERS | Southeast | 1985 | No | 1.2 | 2018 | 55.7717
17_OLD WEBBS MILL HYDRO LLC | Southeast | 1941 | No | 1.6 | 2016 | 74.8185
17_ROCKY RIVER HYDRO LLC | Southeast | 1922 | No | 0.18 | 2017 | 55.2223
186_BANISTER | Southeast | 1915 | No | 1.6 | 2018 | 69.3115
186_BRASFIELD DAM | Southeast | 1993 | Yes | 2.9 | 2018 | 96.6565
186_CHAPMAN DAM | Southeast | 1983 | No | 0.35 | 2018 | 53.5269
186_EMPORIA HYDRO | Southeast | 1986 | No | 2.5 | 2007 | 74.459
186_LAKEVIEW HYDRO | Southeast | 1989 | No | 0.4 | 2018 | 73.784
186_SCHOOLFIELD DAM | Southeast | 1990 | No | 4.5 | 2017 | 119.2272
187_BLACK CREEK HYDRO | Northwest | 1994 | No | 3.7 | 2011 | 40.4515
187_DOUGLAS COUNTY PUD NO. 1 | Northwest | 1967 | No | 774 | 2018 | 26.4438
187_FORD HYDRO LIMITED PARTNERSHIP | Northwest | 1988 | No | 1.2 | 2018 | 69.3108
187_HYDRO TECHNOLOGY SYSTEMS | Northwest | 1915 | No | 1.6 | 2018 | 50.6642
187_JOHN DAY HYDRO | Northwest | 1968 | No | 2160 | 2011 | 49.485
187_SHEEP CREEK HYDRO | Northwest | 1986 | No | 1.6 | 2018 | 50.9318
19_LOWER SARANAC | Northeast | 1990 | Yes | 6.7 | 2008 | 80.889
19_RIVERS ELEC. (MILL POND HYDRO) | Northeast | 1994 | No | 1 | 2018 | 63.0428
19_SALISBURY HYDRO | Northeast | 1986 | No | 0.76 | 2018 | 64.1049
190_WORONOCO HYDRO, LLC | Northeast | 1913 | Yes | 2.8 | 2008 | 93.0415
193_WEYAUWEGA HYDRO (WI) | Midwest | 1930 | No | 0.4 | 2011 | 37.867
194_MIDWEST HYDRO | Midwest | 1927 | No | 0.5 | 2013 | 60.9875
194_WISCONSIN RIVER POWER COMPANY | Midwest | 1950 | No | 35 | 2018 | 32.8588
195_DE PERE HYDRO INC | Midwest | 1992 | No | 1.344 | 2018 | 32.7306
195_WISCONSIN RIVER POWER COMPANY | Midwest | 1950 | No | 35 | 2014 | 17.7915
210_CITY OF ROCK ISLAND | Midwest | 1985 | Yes | 1.4 | 2013 | 106.461
23_BARKER MILL LOWER HYDRO CO., INC. | Northeast | 1986 | No | 1.5 | 2008 | 108.4137
23_BENTON FALLS HYDRO | Northeast | 1987 | No | 4.2 | 2008 | 70.837
23_BRASSUA HYDRO | Northeast | 1989 | Yes | 3.6 | 2009 | 142.3502
23_BROWN'S MILL HYDRO | Northeast | 1949 | No | 0.594 | 2008 | 124.224
23_DAMARISCOTTA HYDRO COMPANY, INC. | Northeast | 1923 | No | 0.46 | 2008 | 125.9207
23_EPICO (FORMERLY HACKETT MILLS HYDRO) | Northeast | 1986 | No | 0.485 | 2011 | 67.574
23_EUSTIS HYDRO COMPANY, INC. | Northeast | 1952 | No | 0.25 | 2008 | 124.001
23_GARDINER HYDRO COMPANY, INC. | Northeast | 1985 | No | 1 | 2008 | 105.195
23_GOOSE RIVER HYDRO | Northeast | 1986 | No | 0.384 | 2018 | 103.519
23_HACKETT MILLS HYDRO | Northeast | 1986 | No | 0.485 | 2010 | 124.6056
23_HYDRO KENNEBEC - LTD PARTNERSHIP | Northeast | 1989 | No | 15.4 | 2008 | 148.334
23_KENNEBAGO HYDRO | Northeast | 1987 | No | 0.7 | 2018 | 87.4943
23_MECHANIC FALLS HYDRO COMPANY, INC. | Northeast | 1986 | No | 1.4 | 2008 | 101.375
23_TOPSHAM HYDRO PARTNERS | Northeast | 1987 | No | 13.5 | 2011 | 103.6932
25_MARTINSVILLE HYDRO | Northeast | 1986 | No | 0.25 | 2012 | 41.9928
25_NORTH HARTLAND HYDRO | Northeast | 1985 | No | 4 | 2012 | 63.1434
25_SWEETWATER HYDROELECTRIC | Northeast | 1982 | No | 0.36 | 2012 | 96.156
281_MITCHELL MILL HYDRO | Midwest | 1998 | No | 0.76 | 2018 | 66.7202
281_OTTUMWA WATER WORKS | Midwest | 1931 | No | 3.2 | 2018 | 46.8371
290_PENACOOK LOWER FALLS | Northeast | 1983 | Yes | 4.6 | 2017 | 41.207
300_WAILUKU RIVER HYDROELECTRIC | Southwest | 1993 | No | 10.4 | 2008 | 230.172
304_CENTRAL ARIZONA WATER CONSERVATION DIS | Southwest | 1993 | No | 40 | 2006 | 184.553
304_COLORADO RIVER COMMISSION OF NEVADA | Southwest | 1936 | No | 1039.4 | 2006 | 98.711
309_BOOTT MILLS HYDRO (1) | Northeast | 1985 | Yes | 22.9 | 2014 | 101.7438
309_CHICOPEE HYDRO (1) | Northeast | 1985 | No | 2.4 | 2013 | 94.8896
309_COLLINS HYDRO (1) | Northeast | 1985 | Yes | 1.2 | 2013 | 90.1243
309_PIONEER HYDRO (1) | Northeast | 1981 | No | 1.595 | 2013 | 91.059
315_TOLEDO BEND DAM | Southeast | 1969 | No | 81 | 2018 | 47.0426
34_BOOTT HYDROPOWER, INC. (1) | Midwest | 1985 | No | 22.9 | 2006 | 112.101
34_CHICOPEE HYDROELECTRIC (1) | Midwest | 1985 | No | 2.4 | 2006 | 103.589
34_COLLINS HYDROELECTRIC (1) | Midwest | 1985 | No | 1.2 | 2006 | 99.392
34_PIONEER HYDROELECTRIC (1) | Midwest | 1981 | No | 1.595 | 2006 | 99.392
39_DAYVILLE POND HYDRO | Northeast | 1925 | No | 0.1 | 2018 | 58.4502
39_DERBY DAM | Northeast | 1989 | Yes | 8.6 | 2018 | 59.8465
39_FARMINGTON RIVER POWER COMPANY | Northeast | 1925 | No | 8 | 2012 | 99.219
39_GOODWIN DAM HYDRO PROJECT | Northeast | 1986 | No | 3.2 | 2016 | 52.5793
39_KINNEYTOWN DAM UNIT B | Northeast | 1986 | No | 2.3 | 2016 | 62.8352
39_MCCALLUM ENTERPRISES / DERBY DAM | Northeast | 1989 | No | 8.6 | 2008 | 53.6803
39_PUTNAM HYDRO POWER | Northeast | 1923 | No | 0.55 | 2018 | 40.4855
39_PUTNAM HYDRO POWER I | Northeast | 1923 | No | 0.55 | 2016 | 57.8084
39_PUTNAM HYDRO POWER II | Northeast | 1923 | No | 0.55 | 2016 | 54.4643
39_QUINEBAUG PARTNERSHIP LOW POWER HOUSE | Northeast | 1990 | No | 2.5 | 2018 | 115.2482
39_SANDY HOOK HYDRO | Northeast | 1938 | No | 0.11 | 2018 | 58.9647
39_SAYWATT HYDRO ASSOCIATION | Northeast | 1989 | No | 0.325 | 2006 | 80.063
39_SUMMIT HYDROPOWER, INC. | Northeast | 1925 | No | 0.1 | 2012 | 65.0006
39_TOUTANT HYDRO POWER (RATE 980) | Northeast | 1989 | No | 0.4 | 2013 | 117.1326
41_ELK RAPIDS HYDRO | Midwest | 1982 | No | 0.75 | 2018 | 60.6628
41_GREAT LAKES TISSUE | Midwest | 1984 | No | 1.5 | 2018 | 40.8704
41_GRENFELL HYDRO | Midwest | 1987 | No | 0.28 | 2018 | 38.8529
41_MICHIANA HYDRO | Midwest | 1983 | No | 0.06 | 2018 | 38.9209
41_STS ADA | Midwest | 1984 | Yes | 1.4 | 2018 | 32.0685
41_STS CASCADES | Midwest | 1986 | No | 1.6 | 2018 | 35.7745
41_WHITE'S BRIDGE HYDRO | Midwest | 1984 | No | 0.775 | 2009 | 35.815
428_ALLEGHENY ELECTRIC COOPERATIVE INC | Northeast | 1988 | No | 21.7 | 2018 | 25.3485
44_BARTON DAM | Midwest | 1985 | No | 0.9 | 2018 | 67.4839
44_CITY OF ANN ARBOR - SUPERIOR DAM | Midwest | 1986 | No | 0.9 | 2018 | 50.9216
44_SUPERIOR DAM FACILITY | Midwest | 1986 | No | 0.9 | 2015 | 56.5784
45_ALAMANCE HYDRO, LLC | Southeast | 1984 | No | 0.284 | 2018 | 67.669
45_AQUENERGY - PIEDMONT HYDRO | Southeast | 1989 | Yes | 1 | 2018 | 58.6277
45_AQUENERGY - WARE SHOALS HYDRO | Southeast | 1939 | Yes | 6.2 | 2018 | 58.883
45_AVALON HYDROPOWER, LLC | Southeast | 1997 | Yes | 0.203 | 2018 | 75.5727
45_CHEROKEE FALLS HYDRO | Southeast | 1985 | Yes | 4.3 | 2018 | 57.029
45_CONVERSE ENERGY - CLIFTON DAM #3 HYDRO | Southeast | 1985 | Yes | 1.2 | 2018 | 60.9582
45_HAW RIVER HYDRO CO-SAXAPAHAW HYDRO | Southeast | 1981 | No | 1.5 | 2018 | 59.6059
45_LONG SHOALS HYDRO | Southeast | 1984 | No | 0.9 | 2014 | 40.422
45_MAYO HYDRO POWER LLC | Southeast | 1997 | No | 1.1 | 2009 | 51.148
45_MAYO HYDROPOWER LLC - MAYO HYDRO | Southeast | 1997 | Yes | 1.1 | 2018 | 71.9293
45_MILL SHOALS HYDRO - HIGH SHOALS HYDRO | Southeast | 1934 | Yes | 1.8 | 2018 | 65.0832
45_MILL SHOALS HYDRO COMPANY, INC. | Southeast | 1994 | Yes | 1 | 2009 | 47.2353
45_NORTHBROOK CAROLINA-BOYDS MILL HYDRO | Southeast | 1996 | Yes | 1.4 | 2018 | 56.7248
45_NORTHBROOK CAROLINA-HOLLIDAY'S BRIDGE | Southeast | 1996 | Yes | 4 | 2018 | 50.2263
45_NORTHBROOK CAROLINA-SALUDA HYDRO | Southeast | 1996 | Yes | 2.4 | 2018 | 56.453
45_NORTHBROOK CAROLINA-TURNER SHOALSHYDRO | Southeast | 1996 | Yes | 5.4 | 2018 | 50.6835
45_PELZER HYDRO CO-LOWER PELZER HYDRO | Southeast | 1989 | Yes | 3.3 | 2018 | 59.0782
45_PELZER HYDRO CO-UPPER PELZER HYDRO | Southeast | 1989 | Yes | 2 | 2018 | 58.5634
45_SPENCER MOUNTAIN HYDROPOWER, LLC | Southeast | 1922 | No | 0.64 | 2018 | 61.4337
45_TOWN OF LAKE LURE-LAKE LURE HYDRO | Southeast | 1927 | No | 3.6 | 2018 | 70.8804
454_SAM A. MURRAY HYDROELECTRIC | Southeast | 1990 | No | 219.4286 | 2018 | 182.2625
46_BEAVER FALLS MUNICIPAL AUTHORITY | Northeast | 1987 | No | 5.2 | 2018 | 68.0688
57_EASTERN HYDROELECTRIC CORP. | Southeast | 1911 | No | 14.4 | 2014 | 36.7082
57_HIGH SHOALS EMC | Southeast | 1934 | Yes | 1.8 | 2017 | 44.0626
57_VC PORTERDALE HYDROELECTRIC, LLC | Southeast | 1927 | Yes | 3 | 2015 | 32.5316
6_GAULEY RIVER POWERS PARTNERS | Southeast | 2001 | No | 80 | 2018 | 43.6602
61_BOLTONVILLE HYDRO | Northeast | 1984 | No | 1.1 | 2018 | 93.5789
61_ENEL NORTH AMERICA SWEETWATER HYDRO | Northeast | 1924 | No | 0.9 | 2018 | 94.3176
61_ENEL NORTH AMERICA WOODSVILLE HYDRO | Northeast | 1982 | No | 0.36 | 2015 | 183.653
63_TOLEDO BEND DAM | Southeast | 1969 | No | 81 | 2007 | 34.591
7_CENTRAL ARIZONA WATER CONSERVATION DIS | Southwest | 1993 | No | 40 | 2018 | 42.3973
7_COLORADO RIVER COMMISSION OF NEVADA | Southwest | 1936 | No | 1039.4 | 2007 | 82.867
70_BARBER DAM | Northwest | 1990 | Yes | 4.1 | 2018 | 56.2718
70_BLIND CANYON HYDRO | Northwest | 1992 | Yes | 1.3 | 2018 | 84.3006
70_CEDAR DRAW/LITTLE MAC POWER CO. | Northwest | 1984 | No | 1.5 | 2006 | 77.203
70_CRYSTAL SPRINGS HYDRO | Northwest | 1988 | Yes | 2.3 | 2018 | 74.8788
70_DOUGLAS COUNTY PUD | Northwest | 1967 | No | 774 | 2013 | 31.4442
70_EIGHTMILE HYDRO CORP | Northwest | 2014 | No | 0.46 | 2018 | 60.5518
70_EL DORADO HYDRO - ELK CREEK | Northwest | 1986 | Yes | 2.6 | 2018 | 68.51
70_FAULKNER BROTHERS HYDRO INC. | Northwest | 1987 | No | 0.87 | 2018 | 85.4752
70_HEAD OF U CANAL | Northwest | 2015 | No | 1.2 | 2018 | 86.8825
70_HORSESHOE BEND HYDRO | Northwest | 1995 | No | 9.4 | 2018 | 75.7408
70_KOYLE HYDRO INC. | Northwest | 1983 | No | 1.3 | 2018 | 96.2929
70_LATERAL 10 VENTURES | Northwest | 1984 | Yes | 2.4 | 2018 | 71.4782
70_LEMHI HYDRO POWER CO.- SCHAFFNER | Northwest | 1986 | No | 0.45 | 2018 | 83.2465
70_LITTLE MAC POWER CO./CEDAR DRAW | Northwest | 1984 | Yes | 1.5 | 2018 | 71.3654
70_LITTLE WOOD RIVER IRRIGATION DISTRICT | Northwest | 1985 | No | 2.8 | 2018 | 80.6597
70_MAGIC RESERVOIR HYDRO | Northwest | 1989 | No | 9 | 2018 | 83.7458
70_MARYSVILLE HYDRO PARTNERS- FALLS RIVER | Northwest | 1993 | No | 9 | 2018 | 70.9127
70_MUD CREEK WHITE HYDRO, INC | Northwest | 1986 | No | 0.269 | 2018 | 74.4654
70_NORTH GOODING MAIN, HYDRO | Northwest | 2016 | No | 1.3 | 2018 | 73.903
70_OWYHEE DAM | Northwest | 1985 | No | 4.3 | 2018 | 26.1213
70_RIVERSIDE HYDRO - MORA DROP | Northwest | 2006 | Yes | 1.7 | 2018 | 60.6164
70_SOUTH FORKS JOINT VENTURE | Northwest | 1984 | No | 8 | 2018 | 80.021
70_TED S. SORENSON/TIBER DAM | Northwest | 2004 | No | 7.5 | 2018 | 57.7708
73_FRENCH PAPER | Midwest | 1921 | No | 1.3 | 2018 | 26.5191
93_DUDLEY HYDRO | Northeast | 1984 | No | 0.346 | 2018 | 45.4023
93_OAKDALE HYDRO | Northeast | 1951 | No | 3.5 | 2018 | 48.5735
93_TANNERY POND HYDRO | Northeast | 2000 | No | 0.189 | 2015 | 13.227
96_ALLEGHENY ELECTRIC COOPERATIVE | Midwest | 1988 | No | 21.7 | 2015 | 133.0332

## Figure_29
PLANT NAME | PRODUCT | YEAR | REVENUE 2018 KW
Bear Swamp (ISONE) | SUPPLEMENTAL RESERVE | 2016 | 1.87
Bear Swamp (ISONE) | ENERGY | 2014 | 84.8
Bear Swamp (ISONE) | REACTIVE SUPPLY & VOLTAGE CONTROL | 2016 | 0.62
Bear Swamp (ISONE) | REACTIVE SUPPLY & VOLTAGE CONTROL | 2015 | 0.63
Bear Swamp (ISONE) | REACTIVE SUPPLY & VOLTAGE CONTROL | 2018 | 0.56
Bear Swamp (ISONE) | REACTIVE SUPPLY & VOLTAGE CONTROL | 2017 | 0.54
Bear Swamp (ISONE) | SPINNING RESERVE | 2018 | 1.74
Bear Swamp (ISONE) | REACTIVE SUPPLY & VOLTAGE CONTROL | 2014 | 0.62
Bear Swamp (ISONE) | REGULATION & FREQUENCY RESPONSE | 2014 | 2.81
Bear Swamp (ISONE) | SPINNING RESERVE | 2016 | 0.76
Bear Swamp (ISONE) | ENERGY | 2018 | 52.02
Bear Swamp (ISONE) | ENERGY | 2015 | 51.74
Bear Swamp (ISONE) | ENERGY | 2016 | 35.01
Bear Swamp (ISONE) | SPINNING RESERVE | 2017 | 0.49
Bear Swamp (ISONE) | SUPPLEMENTAL RESERVE | 2017 | 0.02
Bear Swamp (ISONE) | SUPPLEMENTAL RESERVE | 2015 | 2.66
Bear Swamp (ISONE) | ENERGY | 2017 | 26.58
Bear Swamp (ISONE) | UPLIFT | 2016 | 6.28
Bear Swamp (ISONE) | REGULATION & FREQUENCY RESPONSE | 2016 | 0.84
Bear Swamp (ISONE) | UPLIFT | 2018 | 5.66
Bear Swamp (ISONE) | REGULATION & FREQUENCY RESPONSE | 2018 | 1.54
Bear Swamp (ISONE) | SPINNING RESERVE | 2014 | 0.92
Bear Swamp (ISONE) | UPLIFT | 2017 | 2.28
Bear Swamp (ISONE) | SPINNING RESERVE | 2015 | 0.94
Bear Swamp (ISONE) | REGULATION & FREQUENCY RESPONSE | 2015 | 0.93
Bear Swamp (ISONE) | SUPPLEMENTAL RESERVE | 2014 | 2.83
Bear Swamp (ISONE) | SUPPLEMENTAL RESERVE | 2018 | 1.58
Bear Swamp (ISONE) | REGULATION & FREQUENCY RESPONSE | 2017 | 0.75
Bear Swamp (ISONE) | UPLIFT | 2014 | 5.45
Helms (CAISO) | REGULATION & FREQUENCY RESPONSE | 2016 | 3.64
Helms (CAISO) | ENERGY | 2018 | 48.62
Helms (CAISO) | SUPPLEMENTAL RESERVE | 2017 | 0.17
Helms (CAISO) | REGULATION & FREQUENCY RESPONSE | 2017 | 3.4
Helms (CAISO) | REACTIVE SUPPLY & VOLTAGE CONTROL | 2015 | 0
Helms (CAISO) | REGULATION & FREQUENCY RESPONSE | 2014 | 0.16
Helms (CAISO) | UPLIFT | 2016 | 4.96
Helms (CAISO) | UPLIFT | 2015 | 3.72
Helms (CAISO) | ENERGY | 2016 | 39.39
Helms (CAISO) | ENERGY IMBALANCE | 2017 | 15.91
Helms (CAISO) | SPINNING RESERVE | 2016 | 7.63
Helms (CAISO) | SUPPLEMENTAL RESERVE | 2018 | 0.86
Helms (CAISO) | ENERGY IMBALANCE | 2015 | 18.08
Helms (CAISO) | REGULATION & FREQUENCY RESPONSE | 2015 | 0.14
Helms (CAISO) | ENERGY IMBALANCE | 2016 | 13.43
Helms (CAISO) | ENERGY | 2014 | 23.24
Helms (CAISO) | SPINNING RESERVE | 2014 | 3.54
Helms (CAISO) | REGULATION & FREQUENCY RESPONSE | 2018 | 5.65
Helms (CAISO) | ENERGY | 2017 | 44.4
Helms (CAISO) | ENERGY IMBALANCE | 2018 | 18.69
Helms (CAISO) | UPLIFT | 2018 | 6.55
Helms (CAISO) | SPINNING RESERVE | 2018 | 15.39
Helms (CAISO) | SPINNING RESERVE | 2015 | 4.49
Helms (CAISO) | ENERGY | 2015 | 26.56
Helms (CAISO) | SUPPLEMENTAL RESERVE | 2016 | 0.01
Helms (CAISO) | SUPPLEMENTAL RESERVE | 2015 | 0.11
Helms (CAISO) | SUPPLEMENTAL RESERVE | 2014 | 0.07
Helms (CAISO) | UPLIFT | 2014 | 4.64
Helms (CAISO) | UPLIFT | 2017 | 3.52
Helms (CAISO) | ENERGY IMBALANCE | 2014 | 26.51
Helms (CAISO) | SPINNING RESERVE | 2017 | 19.15
JS Eastwood (CAISO) | UPLIFT | 2017 | 0.07
JS Eastwood (CAISO) | ENERGY IMBALANCE | 2015 | 2.91
JS Eastwood (CAISO) | UPLIFT | 2015 | 0
JS Eastwood (CAISO) | UPLIFT | 2018 | 0
JS Eastwood (CAISO) | ENERGY | 2014 | 47.27
JS Eastwood (CAISO) | ENERGY | 2018 | 84.47
JS Eastwood (CAISO) | SPINNING RESERVE | 2014 | 0.07
JS Eastwood (CAISO) | UPLIFT | 2014 | 0.01
JS Eastwood (CAISO) | ENERGY IMBALANCE | 2018 | 5.55
JS Eastwood (CAISO) | ENERGY | 2017 | 90.76
JS Eastwood (CAISO) | ENERGY | 2015 | 21.03
JS Eastwood (CAISO) | SUPPLEMENTAL RESERVE | 2014 | 0
JS Eastwood (CAISO) | ENERGY | 2016 | 48.46
JS Eastwood (CAISO) | ENERGY IMBALANCE | 2017 | 5.55
JS Eastwood (CAISO) | UPLIFT | 2016 | 0
JS Eastwood (CAISO) | ENERGY IMBALANCE | 2016 | 4.1
JS Eastwood (CAISO) | ENERGY IMBALANCE | 2014 | 8.96
Northfield Mt (ISONE) | ENERGY | 2018 | 50.19
Northfield Mt (ISONE) | ENERGY | 2014 | 85.18
Northfield Mt (ISONE) | CAPACITY | 2014 | 6.59
Northfield Mt (ISONE) | REACTIVE SUPPLY & VOLTAGE CONTROL | 2014 | 0.9
Northfield Mt (ISONE) | SUPPLEMENTAL RESERVE | 2015 | 1.03
Northfield Mt (ISONE) | SPINNING RESERVE | 2014 | 1.85
Northfield Mt (ISONE) | REGULATION & FREQUENCY RESPONSE | 2016 | 3.83
Northfield Mt (ISONE) | UPLIFT | 2014 | 7.72
Northfield Mt (ISONE) | REGULATION & FREQUENCY RESPONSE | 2015 | 2.85
Northfield Mt (ISONE) | ENERGY | 2017 | 44.98
Northfield Mt (ISONE) | REGULATION & FREQUENCY RESPONSE | 2014 | 4.06
Northfield Mt (ISONE) | REACTIVE SUPPLY & VOLTAGE CONTROL | 2018 | 0.67
Northfield Mt (ISONE) | SUPPLEMENTAL RESERVE | 2018 | 0.67
Northfield Mt (ISONE) | SUPPLEMENTAL RESERVE | 2014 | 1.92
Northfield Mt (ISONE) | SPINNING RESERVE | 2016 | 1.82
Northfield Mt (ISONE) | CAPACITY | 2015 | 30.43
Northfield Mt (ISONE) | ENERGY | 2015 | 56.47
Northfield Mt (ISONE) | CAPACITY | 2016 | 40.2
Northfield Mt (ISONE) | UPLIFT | 2018 | 4.15
Northfield Mt (ISONE) | REGULATION & FREQUENCY RESPONSE | 2018 | 4.68
Northfield Mt (ISONE) | REGULATION & FREQUENCY RESPONSE | 2017 | 4.94
Northfield Mt (ISONE) | UPLIFT | 2015 | 4.01
Northfield Mt (ISONE) | REACTIVE SUPPLY & VOLTAGE CONTROL | 2017 | 0.74
Northfield Mt (ISONE) | REACTIVE SUPPLY & VOLTAGE CONTROL | 2016 | 0.74
Northfield Mt (ISONE) | REACTIVE SUPPLY & VOLTAGE CONTROL | 2015 | 0.75
Northfield Mt (ISONE) | SPINNING RESERVE | 2015 | 2.3
Northfield Mt (ISONE) | UPLIFT | 2017 | 6.07
Northfield Mt (ISONE) | SPINNING RESERVE | 2017 | 4.66
Northfield Mt (ISONE) | SUPPLEMENTAL RESERVE | 2017 | 0.3
Northfield Mt (ISONE) | SPINNING RESERVE | 2018 | 4.24
Northfield Mt (ISONE) | SUPPLEMENTAL RESERVE | 2016 | 0.39
Northfield Mt (ISONE) | UPLIFT | 2016 | 8.38
Northfield Mt (ISONE) | ENERGY | 2016 | 43.52
Seneca (PJM) | BLACK START SERVICE | 2014 | 0.95
Seneca (PJM) | BLACK START SERVICE | 2016 | 0.95
Seneca (PJM) | BLACK START SERVICE | 2018 | 1.11
Seneca (PJM) | BLACK START SERVICE | 2015 | 1.11
Seneca (PJM) | BLACK START SERVICE | 2017 | 1.27
Seneca (PJM) | REGULATION & FREQUENCY RESPONSE | 2016 | 8.5
Seneca (PJM) | CAPACITY | 2014 | 53.99
Seneca (PJM) | CAPACITY | 2016 | 48.64
Seneca (PJM) | SPINNING RESERVE | 2016 | 0.02
Seneca (PJM) | CAPACITY | 2015 | 58.2
Seneca (PJM) | CAPACITY | 2017 | 51.95
Seneca (PJM) | CAPACITY | 2018 | 63.3
Seneca (PJM) | OTHER | 2018 | 0.01
Seneca (PJM) | REACTIVE SUPPLY & VOLTAGE CONTROL | 2018 | 4.2
Seneca (PJM) | SPINNING RESERVE | 2015 | 0
Seneca (PJM) | UPLIFT | 2015 | 0.01
Seneca (PJM) | ENERGY | 2017 | 62.22
Seneca (PJM) | REACTIVE SUPPLY & VOLTAGE CONTROL | 2016 | 4.13
Seneca (PJM) | REGULATION & FREQUENCY RESPONSE | 2018 | 14.29
Seneca (PJM) | REACTIVE SUPPLY & VOLTAGE CONTROL | 2015 | 4.45
Seneca (PJM) | ENERGY | 2018 | 102.82
Seneca (PJM) | ENERGY | 2016 | 73.84
Seneca (PJM) | REGULATION & FREQUENCY RESPONSE | 2014 | 14.67
Seneca (PJM) | SPINNING RESERVE | 2014 | 0.3
Seneca (PJM) | ENERGY | 2014 | 106.86
Seneca (PJM) | REACTIVE SUPPLY & VOLTAGE CONTROL | 2017 | 4.3
Seneca (PJM) | REGULATION & FREQUENCY RESPONSE | 2017 | 5.99
Seneca (PJM) | SPINNING RESERVE | 2018 | 0
Seneca (PJM) | ENERGY | 2015 | 92.27
Seneca (PJM) | REGULATION & FREQUENCY RESPONSE | 2015 | 15.28
Seneca (PJM) | REACTIVE SUPPLY & VOLTAGE CONTROL | 2014 | 3.71
Seneca (PJM) | SPINNING RESERVE | 2017 | 0.01
Taum Sauk (MISO) | UPLIFT | 2016 | 1.37
Taum Sauk (MISO) | SUPPLEMENTAL RESERVE | 2014 | 0.62
Taum Sauk (MISO) | SPINNING RESERVE | 2016 | 0.34
Taum Sauk (MISO) | SPINNING RESERVE | 2014 | 0.33
Taum Sauk (MISO) | UPLIFT | 2017 | 1.1
Taum Sauk (MISO) | SPINNING RESERVE | 2017 | 0.4
Taum Sauk (MISO) | SUPPLEMENTAL RESERVE | 2017 | 0.31
Taum Sauk (MISO) | UPLIFT | 2015 | 1.17
Taum Sauk (MISO) | ENERGY | 2016 | 36.37
Taum Sauk (MISO) | ENERGY | 2014 | 45.37
Taum Sauk (MISO) | SPINNING RESERVE | 2015 | 0.15
Taum Sauk (MISO) | SUPPLEMENTAL RESERVE | 2015 | 0.5
Taum Sauk (MISO) | ENERGY | 2015 | 12.66
Taum Sauk (MISO) | SUPPLEMENTAL RESERVE | 2016 | 0.59
Taum Sauk (MISO) | ENERGY | 2017 | 37.88
Taum Sauk (MISO) | UPLIFT | 2014 | 1.63

## Figure_30
PLANT NAME | PRODUCT | YEAR | REVENUE 2018 KW
Bear Swamp (ISONE) | SUPPLEMENTAL RESERVE | 2016 | 1.87
Bear Swamp (ISONE) | REACTIVE SUPPLY & VOLTAGE CONTROL | 2016 | 0.62
Bear Swamp (ISONE) | REACTIVE SUPPLY & VOLTAGE CONTROL | 2015 | 0.63
Bear Swamp (ISONE) | REACTIVE SUPPLY & VOLTAGE CONTROL | 2018 | 0.56
Bear Swamp (ISONE) | REACTIVE SUPPLY & VOLTAGE CONTROL | 2017 | 0.54
Bear Swamp (ISONE) | SPINNING RESERVE | 2018 | 1.74
Bear Swamp (ISONE) | REACTIVE SUPPLY & VOLTAGE CONTROL | 2014 | 0.62
Bear Swamp (ISONE) | REGULATION & FREQUENCY RESPONSE | 2014 | 2.81
Bear Swamp (ISONE) | SPINNING RESERVE | 2016 | 0.76
Bear Swamp (ISONE) | SPINNING RESERVE | 2017 | 0.49
Bear Swamp (ISONE) | SUPPLEMENTAL RESERVE | 2017 | 0.02
Bear Swamp (ISONE) | SUPPLEMENTAL RESERVE | 2015 | 2.66
Bear Swamp (ISONE) | UPLIFT | 2016 | 6.28
Bear Swamp (ISONE) | REGULATION & FREQUENCY RESPONSE | 2016 | 0.84
Bear Swamp (ISONE) | UPLIFT | 2018 | 5.66
Bear Swamp (ISONE) | REGULATION & FREQUENCY RESPONSE | 2018 | 1.54
Bear Swamp (ISONE) | SPINNING RESERVE | 2014 | 0.92
Bear Swamp (ISONE) | UPLIFT | 2017 | 2.28
Bear Swamp (ISONE) | SPINNING RESERVE | 2015 | 0.94
Bear Swamp (ISONE) | REGULATION & FREQUENCY RESPONSE | 2015 | 0.93
Bear Swamp (ISONE) | SUPPLEMENTAL RESERVE | 2014 | 2.83
Bear Swamp (ISONE) | SUPPLEMENTAL RESERVE | 2018 | 1.58
Bear Swamp (ISONE) | REGULATION & FREQUENCY RESPONSE | 2017 | 0.75
Bear Swamp (ISONE) | UPLIFT | 2014 | 5.45
Helms (CAISO) | REGULATION & FREQUENCY RESPONSE | 2016 | 3.64
Helms (CAISO) | SUPPLEMENTAL RESERVE | 2017 | 0.17
Helms (CAISO) | REGULATION & FREQUENCY RESPONSE | 2017 | 3.4
Helms (CAISO) | REACTIVE SUPPLY & VOLTAGE CONTROL | 2015 | 0
Helms (CAISO) | REGULATION & FREQUENCY RESPONSE | 2014 | 0.16
Helms (CAISO) | UPLIFT | 2016 | 4.96
Helms (CAISO) | UPLIFT | 2015 | 3.72
Helms (CAISO) | ENERGY IMBALANCE | 2017 | 15.91
Helms (CAISO) | SPINNING RESERVE | 2016 | 7.63
Helms (CAISO) | SUPPLEMENTAL RESERVE | 2018 | 0.86
Helms (CAISO) | ENERGY IMBALANCE | 2015 | 18.08
Helms (CAISO) | REGULATION & FREQUENCY RESPONSE | 2015 | 0.14
Helms (CAISO) | ENERGY IMBALANCE | 2016 | 13.43
Helms (CAISO) | SPINNING RESERVE | 2014 | 3.54
Helms (CAISO) | REGULATION & FREQUENCY RESPONSE | 2018 | 5.65
Helms (CAISO) | ENERGY IMBALANCE | 2018 | 18.69
Helms (CAISO) | UPLIFT | 2018 | 6.55
Helms (CAISO) | SPINNING RESERVE | 2018 | 15.39
Helms (CAISO) | SPINNING RESERVE | 2015 | 4.49
Helms (CAISO) | SUPPLEMENTAL RESERVE | 2016 | 0.01
Helms (CAISO) | SUPPLEMENTAL RESERVE | 2015 | 0.11
Helms (CAISO) | SUPPLEMENTAL RESERVE | 2014 | 0.07
Helms (CAISO) | UPLIFT | 2014 | 4.64
Helms (CAISO) | UPLIFT | 2017 | 3.52
Helms (CAISO) | ENERGY IMBALANCE | 2014 | 26.51
Helms (CAISO) | SPINNING RESERVE | 2017 | 19.15
JS Eastwood (CAISO) | UPLIFT | 2017 | 0.07
JS Eastwood (CAISO) | ENERGY IMBALANCE | 2015 | 2.91
JS Eastwood (CAISO) | UPLIFT | 2015 | 0
JS Eastwood (CAISO) | UPLIFT | 2018 | 0
JS Eastwood (CAISO) | SPINNING RESERVE | 2014 | 0.07
JS Eastwood (CAISO) | UPLIFT | 2014 | 0.01
JS Eastwood (CAISO) | ENERGY IMBALANCE | 2018 | 5.55
JS Eastwood (CAISO) | SUPPLEMENTAL RESERVE | 2014 | 0
JS Eastwood (CAISO) | ENERGY IMBALANCE | 2017 | 5.55
JS Eastwood (CAISO) | UPLIFT | 2016 | 0
JS Eastwood (CAISO) | ENERGY IMBALANCE | 2016 | 4.1
JS Eastwood (CAISO) | ENERGY IMBALANCE | 2014 | 8.96
Northfield Mt (ISONE) | REACTIVE SUPPLY & VOLTAGE CONTROL | 2014 | 0.9
Northfield Mt (ISONE) | SUPPLEMENTAL RESERVE | 2015 | 1.03
Northfield Mt (ISONE) | SPINNING RESERVE | 2014 | 1.85
Northfield Mt (ISONE) | REGULATION & FREQUENCY RESPONSE | 2016 | 3.83
Northfield Mt (ISONE) | UPLIFT | 2014 | 7.72
Northfield Mt (ISONE) | REGULATION & FREQUENCY RESPONSE | 2015 | 2.85
Northfield Mt (ISONE) | REGULATION & FREQUENCY RESPONSE | 2014 | 4.06
Northfield Mt (ISONE) | REACTIVE SUPPLY & VOLTAGE CONTROL | 2018 | 0.67
Northfield Mt (ISONE) | SUPPLEMENTAL RESERVE | 2018 | 0.67
Northfield Mt (ISONE) | SUPPLEMENTAL RESERVE | 2014 | 1.92
Northfield Mt (ISONE) | SPINNING RESERVE | 2016 | 1.82
Northfield Mt (ISONE) | UPLIFT | 2018 | 4.15
Northfield Mt (ISONE) | REGULATION & FREQUENCY RESPONSE | 2018 | 4.68
Northfield Mt (ISONE) | REGULATION & FREQUENCY RESPONSE | 2017 | 4.94
Northfield Mt (ISONE) | UPLIFT | 2015 | 4.01
Northfield Mt (ISONE) | REACTIVE SUPPLY & VOLTAGE CONTROL | 2017 | 0.74
Northfield Mt (ISONE) | REACTIVE SUPPLY & VOLTAGE CONTROL | 2016 | 0.74
Northfield Mt (ISONE) | REACTIVE SUPPLY & VOLTAGE CONTROL | 2015 | 0.75
Northfield Mt (ISONE) | SPINNING RESERVE | 2015 | 2.3
Northfield Mt (ISONE) | UPLIFT | 2017 | 6.07
Northfield Mt (ISONE) | SPINNING RESERVE | 2017 | 4.66
Northfield Mt (ISONE) | SUPPLEMENTAL RESERVE | 2017 | 0.3
Northfield Mt (ISONE) | SPINNING RESERVE | 2018 | 4.24
Northfield Mt (ISONE) | SUPPLEMENTAL RESERVE | 2016 | 0.39
Northfield Mt (ISONE) | UPLIFT | 2016 | 8.38
Seneca (PJM) | BLACK START SERVICE | 2014 | 0.95
Seneca (PJM) | BLACK START SERVICE | 2016 | 0.95
Seneca (PJM) | BLACK START SERVICE | 2018 | 1.11
Seneca (PJM) | BLACK START SERVICE | 2015 | 1.11
Seneca (PJM) | BLACK START SERVICE | 2017 | 1.27
Seneca (PJM) | REGULATION & FREQUENCY RESPONSE | 2016 | 8.5
Seneca (PJM) | SPINNING RESERVE | 2016 | 0.02
Seneca (PJM) | OTHER | 2018 | 0.01
Seneca (PJM) | REACTIVE SUPPLY & VOLTAGE CONTROL | 2018 | 4.2
Seneca (PJM) | SPINNING RESERVE | 2015 | 0
Seneca (PJM) | UPLIFT | 2015 | 0.01
Seneca (PJM) | REACTIVE SUPPLY & VOLTAGE CONTROL | 2016 | 4.13
Seneca (PJM) | REGULATION & FREQUENCY RESPONSE | 2018 | 14.29
Seneca (PJM) | REACTIVE SUPPLY & VOLTAGE CONTROL | 2015 | 4.45
Seneca (PJM) | REGULATION & FREQUENCY RESPONSE | 2014 | 14.67
Seneca (PJM) | SPINNING RESERVE | 2014 | 0.3
Seneca (PJM) | REACTIVE SUPPLY & VOLTAGE CONTROL | 2017 | 4.3
Seneca (PJM) | REGULATION & FREQUENCY RESPONSE | 2017 | 5.99
Seneca (PJM) | SPINNING RESERVE | 2018 | 0
Seneca (PJM) | REGULATION & FREQUENCY RESPONSE | 2015 | 15.28
Seneca (PJM) | REACTIVE SUPPLY & VOLTAGE CONTROL | 2014 | 3.71
Seneca (PJM) | SPINNING RESERVE | 2017 | 0.01
Taum Sauk (MISO) | UPLIFT | 2016 | 1.37
Taum Sauk (MISO) | SUPPLEMENTAL RESERVE | 2014 | 0.62
Taum Sauk (MISO) | SPINNING RESERVE | 2016 | 0.34
Taum Sauk (MISO) | SPINNING RESERVE | 2014 | 0.33
Taum Sauk (MISO) | UPLIFT | 2017 | 1.1
Taum Sauk (MISO) | SPINNING RESERVE | 2017 | 0.4
Taum Sauk (MISO) | SUPPLEMENTAL RESERVE | 2017 | 0.31
Taum Sauk (MISO) | UPLIFT | 2015 | 1.17
Taum Sauk (MISO) | SPINNING RESERVE | 2015 | 0.15
Taum Sauk (MISO) | SUPPLEMENTAL RESERVE | 2015 | 0.5
Taum Sauk (MISO) | SUPPLEMENTAL RESERVE | 2016 | 0.59
Taum Sauk (MISO) | UPLIFT | 2014 | 1.63

## Figure_31
TRANSACTION YEAR | REGION | PRICE PER KW 2019 | CAPACITY MW
2005 | Northeast | 1166 | 567
2008 | Northeast | 42 | 6
2009 | Northeast | 1061 | 0.594
2009 | Northeast | 304 | 0.46
2009 | Northeast | 480 | 0.25
2009 | Northeast | 1050 | 1
2009 | Northeast | 857 | 0.7
2009 | Northeast | 780 | 1.5
2009 | Northeast | 810 | 1
2009 | Northeast | 479 | 1.4
2009 | Northeast | 921 | 0.695
2009 | Northeast | 400 | 0.3
2009 | Northeast | 1191 | 1.1
2009 | Northeast | 1170 | 1
2009 | Northeast | 240 | 0.5
2009 | Northeast | 1233 | 0.6
2009 | Southeast | 531 | 1.6
2009 | Northeast | 139 | 0.574
2009 | Northeast | 167 | 0.3
2009 | Southwest | 76 | 5
2009 | Northeast | 675 | 1.6
2009 | Southeast | 904 | 2.5
2009 | Southeast | 250 | 0.4
2009 | Northeast | 769 | 2.6
2009 | Northeast | 2681 | 36
2009 | Northwest | 2012 | 22.51
2010 | Northeast | 1546 | 18.2
2010 | Midwest | 3405 | 2.1
2011 | Southwest | 1133 | 1.2
2014 | Midwest | 969 | 2.9
2014 | Northeast | 2304 | 7.5
2014 | Northwest | 1513 | 620.9
2014 | Northeast | 737 | 1.9
2014 | Northeast | 809 | 527
2014 | Northeast | 2367 | 279.725
2014 | Southwest | 175 | 2
2015 | Northeast | 1510 | 3
2015 | Northeast | 645 | 3.675
2016 | Southeast | 1233 | 210
2016 | Northeast | 2194 | 30.1
2016 | Northeast | 793 | 1.35
2016 | Northeast | 1427 | 1.57
2016 | Northeast | 2011 | 0.9
2016 | Northeast | 185 | 0.27
2016 | Northeast | 1262 | 1.6
2016 | Northeast | 442 | 1.2
2016 | Northeast | 1274 | 0.84
2016 | Northeast | 1060 | 0.5
2016 | Northeast | 1359 | 0.39
2016 | Northeast | 1455 | 0.55
2016 | Northeast | 1532 | 2.78
2016 | Northeast | 1238 | 1.89
2016 | Northeast | 1772 | 1.14
2016 | Northeast | 1560 | 1.5
2016 | Northeast | 3189 | 287.3
2016 | Northeast | 1993 | 32.6
2017 | Northeast | 800 | 3.2
2017 | Northeast | 1386 | 16
2017 | Northeast | 895 | 12.4
2017 | Northeast | 1364 | 2.2
2017 | Northeast | 1304 | 8.4
2017 | Northeast | 1002 | 6.4
2017 | Southeast | 1207 | 713
2017 | Northeast | 1281 | 1.6
2017 | Northeast | 1609 | 1.1
2017 | Northeast | 1735 | 15
2017 | Northeast | 1902 | 584
2018 | Northeast/Southeast/Midwest/Southwest | 1342 | 226
2019 | Southeast | 307 | 15.48
2019 | Northeast/Southeast/Midwest | 2195 | 385
2020 | Midwest | 611 | 10.8

## Figure_32
COSTS 2019 KW | YEAR ONLINE | PROJECT CATEGORY | CAPACITY MW | HEAD FT
4281.1364 | 1980 | NPD | 4.9 | 98
5127.7422 | 1981 | Canal/Conduit | 1.4 | 36.7
2132.4836 | 1981 | Canal/Conduit | 9.9 | 470
3854.8166 | 1981 | NPD | 3.26 | 30
3002.1924 | 1982 | NPD | 6.5 | 29.5
3353.717 | 1982 | NPD | 4.112 | 24
5409.3717 | 1983 | NSD | 24 | 19.3
3078.5433 | 1983 | NPD | 10.95 | 70
7439.6311 | 1983 | NPD | 0.66 | 14.1
3452.5319 | 1984 | Canal/Conduit | 2.7 | 52
5295.0535 | 1984 | Canal/Conduit | 1 | 125.2
6124.2544 | 1984 | NPD | 16.8 | 21.5
2954.4147 | 1984 | NPD | 10.9 | 34
9090.1704 | 1985 | Canal/Conduit | 0.095 | 200
7122.2467 | 1986 | Canal/Conduit | 0.15 | 240
5546.1811 | 1986 | Canal/Conduit | 0.8 | 750
4417.1004 | 1987 | Canal/Conduit | 0.225 | 413
2526.865 | 1987 | Canal/Conduit | 3.1 | 1094
5800 | 1994 | NPD | 10 | 80
4942.2847 | 1996 | NPD | 8 | 17
4051.6591 | 1998 | Canal/Conduit | 3.2 | 1406
2871.6078 | 1998 | NPD | 2.5
1215.2822 | 2001 | NPD | 80 | 250
1512.7154 | 2004 | Canal/Conduit | 3.4 | 1554
3721.0402 | 2005 | NSD | 3 | 537
2052.0442 | 2005 | NPD | 13.6 | 171
6585.7741 | 2006 | NSD | 14 | 1000
2359.9024 | 2006 | NPD | 12 | 270
3374.0622 | 2007 | NPD | 12 | 13.7
5242.6949 | 2009 | Canal/Conduit | 5 | 110
2780.217 | 2009 | NPD | 30 | 253
2874.7822 | 2009 | NPD | 31.5 | 100
2686.6181 | 2010 | Canal/Conduit | 13 | 146
4859.7389 | 2011 | Canal/Conduit | 1.6 | 154
6886.9442 | 2011 | Canal/Conduit | 1 | 90
4295.0835 | 2011 | NSD | 7.5 | 920
6030.0434 | 2011 | NPD | 7 | 24
2563.3788 | 2011 | NPD | 2.6 | 147
4698.8845 | 2012 | Canal/Conduit | 0.085 | 110
7669.0704 | 2012 | Canal/Conduit | 0.0105 | 116
1952.127 | 2012 | Canal/Conduit | 1.1 | 22.5
4885.1978 | 2012 | NSD | 5 | 750
3198.1878 | 2012 | NPD | 3.1 | 175
5835.1622 | 2012 | NPD | 4.6 | 22.58
4341.3607 | 2012 | NPD | 4.6 | 310
2415.7572 | 2012 | NPD | 16 | 356
1244.8525 | 2013 | Canal/Conduit | 5 | 1847
6959.2374 | 2013 | Canal/Conduit | 0.2 | 169
5702.0825 | 2013 | NPD | 3.6 | 165.55
3956.0992 | 2013 | NPD | 5.6 | 85.3
3436.4891 | 2013 | NPD | 6 | 90
2336.0818 | 2014 | NPD | 8 | 200
7381.4802 | 2012 | Canal/Conduit | 0.32 | 225
3507.3215 | 2012 | Canal/Conduit | 0.3 | 195
7344.4153 | 2015 | Canal/Conduit | 1.35 | 154
5765.5678 | 2010 | NPD | 84 | 25
5588.1657 | 2010 | NPD | 105 | 24.5
9521.1211 | 2011 | NPD | 35 | 20
8716.2706 | 2016 | NSD | 6.5 | 510
7325.1891 | 2016 | NPD | 9 | 40
4892.9974 | 2016 | NPD | 1.2 | 210
5814.248 | 2014 | NPD | 75 | 22
4819.7725 | 2015 | NSD | 6 | 1100
4131.2336 | 2015 | NSD | 6 | 1000
4303.3683 | 2015 | NPD | 24 | 63
2881.5977 | 2019 | NPD | 7.01 | 110
6775.1377 | 2018 | Canal/Conduit | 0.242
2981.0606 | 2017 | Canal/Conduit | 2.4
4676.1735 | 2017 | Canal/Conduit | 0.18 | 504
3757.6394 | 2017 | Canal/Conduit | 0.7 | 3784

## Figure_33
YEAR | TECHNOLOGY LABEL | ESTIMATED COST KW | LOW COST KW | HIGH COST KW
2025 | CAES | 1669 | 1050 | 2544
2018 | CAES | 1669 | 1050 | 2544
2018 | Combustion Turbine | 940 | 678 | 1193
2025 | Combustion Turbine | 940 | 678 | 1193
2018 | Flywheel | 2880 | 1080 | 2880
2025 | Flywheel | 2880 | 1080 | 2880
2018 | Lead Acid Battery | 2194 | 1430 | 2522
2025 | Lead Acid Battery | 1854 | 1275 | 2160
2018 | Li-Ion Battery | 1876 | 1570 | 2322
2025 | Li-Ion Battery | 1446 | 1231 | 1676
2018 | Pumped Storage Hydropower | 2638 | 1700 | 3200
2025 | Pumped Storage Hydropower | 2638 | 1700 | 3200
2018 | Redox Flow Battery | 3430 | 2742 | 5226
2025 | Redox Flow Battery | 2598 | 2219 | 3804
2025 | Sodium Metal Halide Battery | 2674 | 2115 | 3440
2018 | Sodium Metal Halide Battery | 3710 | 2810 | 5094
2018 | Sodium Sulfur Battery | 3626 | 2394 | 5170
2025 | Sodium Sulfur Battery | 2674 | 1919 | 3696
2018 | Ultracapacitor | 930 | 930 | 930
2025 | Ultracapacitor | 930 | 930 | 930
2018 | Zinc-Hybrid Cathode Battery | 2202 | 1998 | 2402
2025 | Zinc-Hybrid Cathode Battery | 1730 | 1571 | 1956

## Figure_34
YEAR | TECHNOLOGY LABEL | ESTIMATED COST KWH | LOW COST KWH | HIGH COST KWH
2025 | CAES | 105 | 94 | 229
2018 | CAES | 105 | 94 | 229
2018 | Lead Acid Battery | 549 | 358 | 631
2025 | Lead Acid Battery | 464 | 319 | 540
2018 | Li-Ion Battery | 469 | 393 | 581
2025 | Li-Ion Battery | 362 | 308 | 419
2018 | Pumped Storage Hydropower | 165 | 106 | 200
2025 | Pumped Storage Hydropower | 165 | 106 | 200
2018 | Redox Flow Battery | 858 | 686 | 1307
2025 | Redox Flow Battery | 650 | 555 | 951
2025 | Sodium Metal Halide Battery | 669 | 529 | 860
2018 | Sodium Metal Halide Battery | 928 | 703 | 1274
2018 | Sodium Sulfur Battery | 907 | 559 | 1293
2025 | Sodium Sulfur Battery | 669 | 480 | 924
2018 | Zinc-Hybrid Cathode Battery | 551 | 500 | 601
2025 | Zinc-Hybrid Cathode Battery | 433 | 393 | 489

## Figure_35a
PLANT SIZE | YEAR | O M COST BY SIZE NOMINAL KW YR | COUNT | PERC10 EXPNS KW | PERC90 EXPNS KW | COUNT LABEL
Large >100-500 MW | 2009 | $18.38 | 42 | 8.0096 | 35.5684 | n = 42
Large >100-500 MW | 2010 | $19.60 | 42 | 8.0096 | 35.5684 | n = 42
Large >100-500 MW | 2011 | $19.03 | 42 | 8.0096 | 35.5684 | n = 42
Large >100-500 MW | 2012 | $18.95 | 42 | 8.0096 | 35.5684 | n = 42
Large >100-500 MW | 2013 | $19.87 | 42 | 8.0096 | 35.5684 | n = 42
Large >100-500 MW | 2014 | $19.36 | 42 | 8.0096 | 35.5684 | n = 42
Large >100-500 MW | 2015 | $21.56 | 42 | 8.0096 | 35.5684 | n = 42
Large >100-500 MW | 2016 | $20.43 | 42 | 8.0096 | 35.5684 | n = 42
Large >100-500 MW | 2017 | $19.46 | 42 | 8.0096 | 35.5684 | n = 42
Large >100-500 MW | 2018 | $19.62 | 42 | 8.0096 | 35.5684 | n = 42
Medium >10-100 MW | 2009 | $35.09 | 124 | 19.2977 | 98.8621 | n = 124
Medium >10-100 MW | 2010 | $37.45 | 124 | 19.2977 | 98.8621 | n = 124
Medium >10-100 MW | 2011 | $39.60 | 124 | 19.2977 | 98.8621 | n = 124
Medium >10-100 MW | 2012 | $39.29 | 124 | 19.2977 | 98.8621 | n = 124
Medium >10-100 MW | 2013 | $40.19 | 124 | 19.2977 | 98.8621 | n = 124
Medium >10-100 MW | 2014 | $39.65 | 124 | 19.2977 | 98.8621 | n = 124
Medium >10-100 MW | 2015 | $43.20 | 124 | 19.2977 | 98.8621 | n = 124
Medium >10-100 MW | 2016 | $40.07 | 124 | 19.2977 | 98.8621 | n = 124
Medium >10-100 MW | 2017 | $38.08 | 124 | 19.2977 | 98.8621 | n = 124
Medium >10-100 MW | 2018 | $41.66 | 124 | 19.2977 | 98.8621 | n = 124
Small <=10 MW | 2009 | $89.58 | 133 | 41.247 | 310.0549 | n = 133
Small <=10 MW | 2010 | $94.68 | 133 | 41.247 | 310.0549 | n = 133
Small <=10 MW | 2011 | $103.93 | 133 | 41.247 | 310.0549 | n = 133
Small <=10 MW | 2012 | $101.47 | 133 | 41.247 | 310.0549 | n = 133
Small <=10 MW | 2013 | $105.96 | 133 | 41.247 | 310.0549 | n = 133
Small <=10 MW | 2014 | $105.48 | 133 | 41.247 | 310.0549 | n = 133
Small <=10 MW | 2015 | $110.20 | 133 | 41.247 | 310.0549 | n = 133
Small <=10 MW | 2016 | $110.64 | 133 | 41.247 | 310.0549 | n = 133
Small <=10 MW | 2017 | $112.34 | 133 | 41.247 | 310.0549 | n = 133
Small <=10 MW | 2018 | $122.30 | 133 | 41.247 | 310.0549 | n = 133
Very Large >500 MW | 2009 | $7.42 | 7 | 4.8509 | 9.6835 | n = 7
Very Large >500 MW | 2010 | $6.39 | 7 | 4.8509 | 9.6835 | n = 7
Very Large >500 MW | 2011 | $6.55 | 7 | 4.8509 | 9.6835 | n = 7
Very Large >500 MW | 2012 | $7.57 | 7 | 4.8509 | 9.6835 | n = 7
Very Large >500 MW | 2013 | $6.70 | 7 | 4.8509 | 9.6835 | n = 7
Very Large >500 MW | 2014 | $6.96 | 7 | 4.8509 | 9.6835 | n = 7
Very Large >500 MW | 2015 | $7.06 | 7 | 4.8509 | 9.6835 | n = 7
Very Large >500 MW | 2016 | $7.75 | 7 | 4.8509 | 9.6835 | n = 7
Very Large >500 MW | 2017 | $5.99 | 7 | 4.8509 | 9.6835 | n = 7
Very Large >500 MW | 2018 | $6.28 | 7 | 4.8509 | 9.6835 | n = 7

## Figure_35b
PLANT OPERATION YEAR | YEAR | O M COST BY AGE NOMINAL KW YR | COUNT | COUNT LABEL
<=1930 | 2009 | $37.66 | 178 | n = 178
<=1930 | 2010 | $40.35 | 178 | n = 178
<=1930 | 2011 | $42.79 | 178 | n = 178
<=1930 | 2012 | $41.86 | 178 | n = 178
<=1930 | 2013 | $44.06 | 178 | n = 178
<=1930 | 2014 | $42.60 | 178 | n = 178
<=1930 | 2015 | $45.88 | 178 | n = 178
<=1930 | 2016 | $43.79 | 178 | n = 178
<=1930 | 2017 | $42.74 | 178 | n = 178
<=1930 | 2018 | $43.23 | 178 | n = 178
>1990 | 2009 | $10.60 | 5 | n = 5
>1990 | 2010 | $10.42 | 5 | n = 5
>1990 | 2011 | $10.22 | 5 | n = 5
>1990 | 2012 | $12.06 | 5 | n = 5
>1990 | 2013 | $12.22 | 5 | n = 5
>1990 | 2014 | $11.28 | 5 | n = 5
>1990 | 2015 | $10.65 | 5 | n = 5
>1990 | 2016 | $12.85 | 5 | n = 5
>1990 | 2017 | $13.63 | 5 | n = 5
>1990 | 2018 | $11.15 | 5 | n = 5
1931-1960 | 2009 | $23.92 | 73 | n = 73
1931-1960 | 2010 | $24.58 | 73 | n = 73
1931-1960 | 2011 | $24.97 | 73 | n = 73
1931-1960 | 2012 | $25.53 | 73 | n = 73
1931-1960 | 2013 | $27.28 | 73 | n = 73
1931-1960 | 2014 | $26.65 | 73 | n = 73
1931-1960 | 2015 | $29.89 | 73 | n = 73
1931-1960 | 2016 | $27.14 | 73 | n = 73
1931-1960 | 2017 | $27.51 | 73 | n = 73
1931-1960 | 2018 | $27.56 | 73 | n = 73
1961-1990 | 2009 | $13.73 | 50 | n = 50
1961-1990 | 2010 | $14.22 | 50 | n = 50
1961-1990 | 2011 | $13.50 | 50 | n = 50
1961-1990 | 2012 | $13.67 | 50 | n = 50
1961-1990 | 2013 | $12.98 | 50 | n = 50
1961-1990 | 2014 | $13.86 | 50 | n = 50
1961-1990 | 2015 | $14.23 | 50 | n = 50
1961-1990 | 2016 | $14.23 | 50 | n = 50
1961-1990 | 2017 | $10.85 | 50 | n = 50
1961-1990 | 2018 | $13.28 | 50 | n = 50

## Figure_36
REGION | YEAR | SUMMED GEN GWH
Midwest | 2003 | 17369.4077
Midwest | 2004 | 17435.1212
Midwest | 2005 | 15396.9949
Midwest | 2006 | 14586.5696
Midwest | 2007 | 12869.8733
Midwest | 2008 | 14055.5619
Midwest | 2009 | 17202.2869
Midwest | 2010 | 18879.844
Midwest | 2011 | 21083.2489
Midwest | 2012 | 17808.3906
Midwest | 2013 | 17179.6339
Midwest | 2014 | 19524.8187
Midwest | 2015 | 20258.5642
Midwest | 2016 | 19895.2023
Midwest | 2017 | 22377.8767
Midwest | 2018 | 22653.924
Northeast | 2003 | 38862.9351
Northeast | 2004 | 38485.604
Northeast | 2005 | 39744.8122
Northeast | 2006 | 43289.094
Northeast | 2007 | 37231.1679
Northeast | 2008 | 41786.8879
Northeast | 2009 | 42958.1024
Northeast | 2010 | 38882.3374
Northeast | 2011 | 43822.3508
Northeast | 2012 | 37264.5114
Northeast | 2013 | 38631.2065
Northeast | 2014 | 39114.7255
Northeast | 2015 | 38539.0443
Northeast | 2016 | 38464.0446
Northeast | 2017 | 44355.0024
Northeast | 2018 | 46172.3507
Northwest | 2003 | 124239.0124
Northwest | 2004 | 123885.0157
Northwest | 2005 | 123422.3951
Northwest | 2006 | 143290.4186
Northwest | 2007 | 132823.3076
Northwest | 2008 | 132806.4583
Northwest | 2009 | 128182.4612
Northwest | 2010 | 119844.724
Northwest | 2011 | 162573.656
Northwest | 2012 | 153563.8887
Northwest | 2013 | 131502.4359
Northwest | 2014 | 137612.275
Northwest | 2015 | 125740.3081
Northwest | 2016 | 134643.6167
Northwest | 2017 | 144860.9563
Northwest | 2018 | 141395.0274
Southeast | 2003 | 47924.5401
Southeast | 2004 | 43442.3852
Southeast | 2005 | 41425.18
Southeast | 2006 | 28319.172
Southeast | 2007 | 26028.3765
Southeast | 2008 | 29876.1578
Southeast | 2009 | 45207.3986
Southeast | 2010 | 37812.7762
Southeast | 2011 | 34075.1707
Southeast | 2012 | 28909.4674
Southeast | 2013 | 46979.3757
Southeast | 2014 | 35461.5292
Southeast | 2015 | 39275.9846
Southeast | 2016 | 34009.252
Southeast | 2017 | 34273.6585
Southeast | 2018 | 44099.22
Southwest | 2003 | 47014.0808
Southwest | 2004 | 44538.2754
Southwest | 2005 | 50192.5291
Southwest | 2006 | 59754.1983
Southwest | 2007 | 38557.249
Southwest | 2008 | 36268.3738
Southwest | 2009 | 39880.5689
Southwest | 2010 | 44771.5344
Southwest | 2011 | 57522.835
Southwest | 2012 | 38574.443
Southwest | 2013 | 34239.2011
Southwest | 2014 | 27627.8731
Southwest | 2015 | 25217.9334
Southwest | 2016 | 40800.0375
Southwest | 2017 | 54457.9993
Southwest | 2018 | 38192.7226
Midwest | 2019 | 19872
Northeast | 2019 | 44739
Northwest | 2019 | 116446
Southeast | 2019 | 41683
Southwest | 2019 | 50971
Canadian Imports | 2003 | 20106.6459
Canadian Imports | 2004 | 20172.9489
Canadian Imports | 2005 | 29322.7426
Canadian Imports | 2006 | 26141.6832
Canadian Imports | 2007 | 34230.936
Canadian Imports | 2008 | 31826.5272
Canadian Imports | 2009 | 30355.1159
Canadian Imports | 2010 | 28603.0306
Canadian Imports | 2011 | 36030.8866
Canadian Imports | 2012 | 40817.8355
Canadian Imports | 2013 | 39716.3509
Canadian Imports | 2014 | 35215.3478
Canadian Imports | 2015 | 41065.2795
Canadian Imports | 2016 | 44142.9766
Canadian Imports | 2017 | 46437.2533
Canadian Imports | 2018 | 36307.7745
Canadian Imports | 2019 | 36123.2641

## Figure_38
HUC2 REGION | YEAR | VARIABLE | VALUE
New England | 2003 | Generation/Average Annual Generation | 0.96981
New England | 2003 | Percent Area in D1-D4 Drought | 12
New England | 2004 | Generation/Average Annual Generation | 0.97228
New England | 2004 | Percent Area in D1-D4 Drought | 0
New England | 2005 | Generation/Average Annual Generation | 1.1719
New England | 2005 | Percent Area in D1-D4 Drought | 0
New England | 2006 | Generation/Average Annual Generation | 1.2655
New England | 2006 | Percent Area in D1-D4 Drought | 0
New England | 2007 | Generation/Average Annual Generation | 0.91221
New England | 2007 | Percent Area in D1-D4 Drought | 3
New England | 2008 | Generation/Average Annual Generation | 1.2544
New England | 2008 | Percent Area in D1-D4 Drought | 0
New England | 2009 | Generation/Average Annual Generation | 1.2379
New England | 2009 | Percent Area in D1-D4 Drought | 0
New England | 2010 | Generation/Average Annual Generation | 1.0834
New England | 2010 | Percent Area in D1-D4 Drought | 2
New England | 2011 | Generation/Average Annual Generation | 1.1864
New England | 2011 | Percent Area in D1-D4 Drought | 0
New England | 2012 | Generation/Average Annual Generation | 1.0044
New England | 2012 | Percent Area in D1-D4 Drought | 7
New England | 2013 | Generation/Average Annual Generation | 1.0402
New England | 2013 | Percent Area in D1-D4 Drought | 4
New England | 2014 | Generation/Average Annual Generation | 1.0358
New England | 2014 | Percent Area in D1-D4 Drought | 2
New England | 2015 | Generation/Average Annual Generation | 0.94638
New England | 2015 | Percent Area in D1-D4 Drought | 9
New England | 2016 | Generation/Average Annual Generation | 0.84177
New England | 2016 | Percent Area in D1-D4 Drought | 32
New England | 2017 | Generation/Average Annual Generation | 1.0218
New England | 2017 | Percent Area in D1-D4 Drought | 17
New England | 2018 | Generation/Average Annual Generation | 1.0429
New England | 2018 | Percent Area in D1-D4 Drought | 3
Mid Atlantic | 2003 | Generation/Average Annual Generation | 1.2352
Mid Atlantic | 2003 | Percent Area in D1-D4 Drought | 0
Mid Atlantic | 2004 | Generation/Average Annual Generation | 1.0597
Mid Atlantic | 2004 | Percent Area in D1-D4 Drought | 0
Mid Atlantic | 2005 | Generation/Average Annual Generation | 0.91784
Mid Atlantic | 2005 | Percent Area in D1-D4 Drought | 4
Mid Atlantic | 2006 | Generation/Average Annual Generation | 1.2464
Mid Atlantic | 2006 | Percent Area in D1-D4 Drought | 3
Mid Atlantic | 2007 | Generation/Average Annual Generation | 0.92551
Mid Atlantic | 2007 | Percent Area in D1-D4 Drought | 12
Mid Atlantic | 2008 | Generation/Average Annual Generation | 1.057
Mid Atlantic | 2008 | Percent Area in D1-D4 Drought | 8
Mid Atlantic | 2009 | Generation/Average Annual Generation | 1.0826
Mid Atlantic | 2009 | Percent Area in D1-D4 Drought | 3
Mid Atlantic | 2010 | Generation/Average Annual Generation | 0.97117
Mid Atlantic | 2010 | Percent Area in D1-D4 Drought | 9
Mid Atlantic | 2011 | Generation/Average Annual Generation | 1.2571
Mid Atlantic | 2011 | Percent Area in D1-D4 Drought | 5
Mid Atlantic | 2012 | Generation/Average Annual Generation | 0.8832
Mid Atlantic | 2012 | Percent Area in D1-D4 Drought | 9
Mid Atlantic | 2013 | Generation/Average Annual Generation | 0.96556
Mid Atlantic | 2013 | Percent Area in D1-D4 Drought | 2
Mid Atlantic | 2014 | Generation/Average Annual Generation | 0.97555
Mid Atlantic | 2014 | Percent Area in D1-D4 Drought | 1
Mid Atlantic | 2015 | Generation/Average Annual Generation | 0.88755
Mid Atlantic | 2015 | Percent Area in D1-D4 Drought | 3
Mid Atlantic | 2016 | Generation/Average Annual Generation | 0.81973
Mid Atlantic | 2016 | Percent Area in D1-D4 Drought | 14
Mid Atlantic | 2017 | Generation/Average Annual Generation | 1.1003
Mid Atlantic | 2017 | Percent Area in D1-D4 Drought | 11
Mid Atlantic | 2018 | Generation/Average Annual Generation | 1.3339
Mid Atlantic | 2018 | Percent Area in D1-D4 Drought | 3
South Atlantic-Gulf | 2003 | Generation/Average Annual Generation | 1.5701
South Atlantic-Gulf | 2003 | Percent Area in D1-D4 Drought | 0
South Atlantic-Gulf | 2004 | Generation/Average Annual Generation | 1.2021
South Atlantic-Gulf | 2004 | Percent Area in D1-D4 Drought | 4
South Atlantic-Gulf | 2005 | Generation/Average Annual Generation | 1.2768
South Atlantic-Gulf | 2005 | Percent Area in D1-D4 Drought | 1
South Atlantic-Gulf | 2006 | Generation/Average Annual Generation | 0.86023
South Atlantic-Gulf | 2006 | Percent Area in D1-D4 Drought | 25
South Atlantic-Gulf | 2007 | Generation/Average Annual Generation | 0.65447
South Atlantic-Gulf | 2007 | Percent Area in D1-D4 Drought | 57
South Atlantic-Gulf | 2008 | Generation/Average Annual Generation | 0.67847
South Atlantic-Gulf | 2008 | Percent Area in D1-D4 Drought | 44
South Atlantic-Gulf | 2009 | Generation/Average Annual Generation | 1.269
South Atlantic-Gulf | 2009 | Percent Area in D1-D4 Drought | 10
South Atlantic-Gulf | 2010 | Generation/Average Annual Generation | 1.097
South Atlantic-Gulf | 2010 | Percent Area in D1-D4 Drought | 17
South Atlantic-Gulf | 2011 | Generation/Average Annual Generation | 0.8384
South Atlantic-Gulf | 2011 | Percent Area in D1-D4 Drought | 58
South Atlantic-Gulf | 2012 | Generation/Average Annual Generation | 0.73841
South Atlantic-Gulf | 2012 | Percent Area in D1-D4 Drought | 44
South Atlantic-Gulf | 2013 | Generation/Average Annual Generation | 1.3517
South Atlantic-Gulf | 2013 | Percent Area in D1-D4 Drought | 10
South Atlantic-Gulf | 2014 | Generation/Average Annual Generation | 1.0837
South Atlantic-Gulf | 2014 | Percent Area in D1-D4 Drought | 3
South Atlantic-Gulf | 2015 | Generation/Average Annual Generation | 1.0495
South Atlantic-Gulf | 2015 | Percent Area in D1-D4 Drought | 8
South Atlantic-Gulf | 2016 | Generation/Average Annual Generation | 0.98455
South Atlantic-Gulf | 2016 | Percent Area in D1-D4 Drought | 18
South Atlantic-Gulf | 2017 | Generation/Average Annual Generation | 0.90484
South Atlantic-Gulf | 2017 | Percent Area in D1-D4 Drought | 16
South Atlantic-Gulf | 2018 | Generation/Average Annual Generation | 1.3363
South Atlantic-Gulf | 2018 | Percent Area in D1-D4 Drought | 10
Great Lakes | 2003 | Generation/Average Annual Generation | 0.90783
Great Lakes | 2003 | Percent Area in D1-D4 Drought | 20
Great Lakes | 2004 | Generation/Average Annual Generation | 0.94602
Great Lakes | 2004 | Percent Area in D1-D4 Drought | 3
Great Lakes | 2005 | Generation/Average Annual Generation | 0.99072
Great Lakes | 2005 | Percent Area in D1-D4 Drought | 15
Great Lakes | 2006 | Generation/Average Annual Generation | 1.0014
Great Lakes | 2006 | Percent Area in D1-D4 Drought | 7
Great Lakes | 2007 | Generation/Average Annual Generation | 0.96295
Great Lakes | 2007 | Percent Area in D1-D4 Drought | 23
Great Lakes | 2008 | Generation/Average Annual Generation | 1.01
Great Lakes | 2008 | Percent Area in D1-D4 Drought | 6
Great Lakes | 2009 | Generation/Average Annual Generation | 1.0389
Great Lakes | 2009 | Percent Area in D1-D4 Drought | 11
Great Lakes | 2010 | Generation/Average Annual Generation | 0.96602
Great Lakes | 2010 | Percent Area in D1-D4 Drought | 11
Great Lakes | 2011 | Generation/Average Annual Generation | 1.046
Great Lakes | 2011 | Percent Area in D1-D4 Drought | 3
Great Lakes | 2012 | Generation/Average Annual Generation | 0.93531
Great Lakes | 2012 | Percent Area in D1-D4 Drought | 14
Great Lakes | 2013 | Generation/Average Annual Generation | 0.94576
Great Lakes | 2013 | Percent Area in D1-D4 Drought | 3
Great Lakes | 2014 | Generation/Average Annual Generation | 0.99978
Great Lakes | 2014 | Percent Area in D1-D4 Drought | 0
Great Lakes | 2015 | Generation/Average Annual Generation | 1.0224
Great Lakes | 2015 | Percent Area in D1-D4 Drought | 4
Great Lakes | 2016 | Generation/Average Annual Generation | 1.0748
Great Lakes | 2016 | Percent Area in D1-D4 Drought | 8
Great Lakes | 2017 | Generation/Average Annual Generation | 1.1811
Great Lakes | 2017 | Percent Area in D1-D4 Drought | 1
Great Lakes | 2018 | Generation/Average Annual Generation | 1.1544
Great Lakes | 2018 | Percent Area in D1-D4 Drought | 4
Ohio | 2003 | Generation/Average Annual Generation | 1.2964
Ohio | 2003 | Percent Area in D1-D4 Drought | 1
Ohio | 2004 | Generation/Average Annual Generation | 1.283
Ohio | 2004 | Percent Area in D1-D4 Drought | 0
Ohio | 2005 | Generation/Average Annual Generation | 1.011
Ohio | 2005 | Percent Area in D1-D4 Drought | 8
Ohio | 2006 | Generation/Average Annual Generation | 0.99952
Ohio | 2006 | Percent Area in D1-D4 Drought | 2
Ohio | 2007 | Generation/Average Annual Generation | 0.6974
Ohio | 2007 | Percent Area in D1-D4 Drought | 29
Ohio | 2008 | Generation/Average Annual Generation | 0.77718
Ohio | 2008 | Percent Area in D1-D4 Drought | 16
Ohio | 2009 | Generation/Average Annual Generation | 1.1654
Ohio | 2009 | Percent Area in D1-D4 Drought | 1
Ohio | 2010 | Generation/Average Annual Generation | 0.91136
Ohio | 2010 | Percent Area in D1-D4 Drought | 9
Ohio | 2011 | Generation/Average Annual Generation | 1.0535
Ohio | 2011 | Percent Area in D1-D4 Drought | 4
Ohio | 2012 | Generation/Average Annual Generation | 0.89534
Ohio | 2012 | Percent Area in D1-D4 Drought | 17
Ohio | 2013 | Generation/Average Annual Generation | 1.1506
Ohio | 2013 | Percent Area in D1-D4 Drought | 0
Ohio | 2014 | Generation/Average Annual Generation | 0.96757
Ohio | 2014 | Percent Area in D1-D4 Drought | 0
Ohio | 2015 | Generation/Average Annual Generation | 1.0782
Ohio | 2015 | Percent Area in D1-D4 Drought | 2
Ohio | 2016 | Generation/Average Annual Generation | 1.1227
Ohio | 2016 | Percent Area in D1-D4 Drought | 7
Ohio | 2017 | Generation/Average Annual Generation | 1.246
Ohio | 2017 | Percent Area in D1-D4 Drought | 1
Ohio | 2018 | Generation/Average Annual Generation | 1.3242
Ohio | 2018 | Percent Area in D1-D4 Drought | 0
Tennessee | 2003 | Generation/Average Annual Generation | 1.3497
Tennessee | 2003 | Percent Area in D1-D4 Drought | 0
Tennessee | 2004 | Generation/Average Annual Generation | 1.1814
Tennessee | 2004 | Percent Area in D1-D4 Drought | 0
Tennessee | 2005 | Generation/Average Annual Generation | 1.1032
Tennessee | 2005 | Percent Area in D1-D4 Drought | 5
Tennessee | 2006 | Generation/Average Annual Generation | 0.88009
Tennessee | 2006 | Percent Area in D1-D4 Drought | 11
Tennessee | 2007 | Generation/Average Annual Generation | 0.57281
Tennessee | 2007 | Percent Area in D1-D4 Drought | 79
Tennessee | 2008 | Generation/Average Annual Generation | 0.68042
Tennessee | 2008 | Percent Area in D1-D4 Drought | 73
Tennessee | 2009 | Generation/Average Annual Generation | 1.2095
Tennessee | 2009 | Percent Area in D1-D4 Drought | 10
Tennessee | 2010 | Generation/Average Annual Generation | 0.96189
Tennessee | 2010 | Percent Area in D1-D4 Drought | 10
Tennessee | 2011 | Generation/Average Annual Generation | 1.1013
Tennessee | 2011 | Percent Area in D1-D4 Drought | 6
Tennessee | 2012 | Generation/Average Annual Generation | 0.95743
Tennessee | 2012 | Percent Area in D1-D4 Drought | 12
Tennessee | 2013 | Generation/Average Annual Generation | 1.5149
Tennessee | 2013 | Percent Area in D1-D4 Drought | 0
Tennessee | 2014 | Generation/Average Annual Generation | 1.0413
Tennessee | 2014 | Percent Area in D1-D4 Drought | 2
Tennessee | 2015 | Generation/Average Annual Generation | 1.1366
Tennessee | 2015 | Percent Area in D1-D4 Drought | 2
Tennessee | 2016 | Generation/Average Annual Generation | 0.81165
Tennessee | 2016 | Percent Area in D1-D4 Drought | 42
Tennessee | 2017 | Generation/Average Annual Generation | 1.0149
Tennessee | 2017 | Percent Area in D1-D4 Drought | 14
Tennessee | 2018 | Generation/Average Annual Generation | 1.2479
Tennessee | 2018 | Percent Area in D1-D4 Drought | 3
Upper Mississippi | 2003 | Generation/Average Annual Generation | 0.98669
Upper Mississippi | 2003 | Percent Area in D1-D4 Drought | 39
Upper Mississippi | 2004 | Generation/Average Annual Generation | 1.0325
Upper Mississippi | 2004 | Percent Area in D1-D4 Drought | 15
Upper Mississippi | 2005 | Generation/Average Annual Generation | 0.96296
Upper Mississippi | 2005 | Percent Area in D1-D4 Drought | 22
Upper Mississippi | 2006 | Generation/Average Annual Generation | 0.91892
Upper Mississippi | 2006 | Percent Area in D1-D4 Drought | 22
Upper Mississippi | 2007 | Generation/Average Annual Generation | 0.89275
Upper Mississippi | 2007 | Percent Area in D1-D4 Drought | 18
Upper Mississippi | 2008 | Generation/Average Annual Generation | 0.88815
Upper Mississippi | 2008 | Percent Area in D1-D4 Drought | 8
Upper Mississippi | 2009 | Generation/Average Annual Generation | 0.92212
Upper Mississippi | 2009 | Percent Area in D1-D4 Drought | 15
Upper Mississippi | 2010 | Generation/Average Annual Generation | 1.1388
Upper Mississippi | 2010 | Percent Area in D1-D4 Drought | 4
Upper Mississippi | 2011 | Generation/Average Annual Generation | 1.1113
Upper Mississippi | 2011 | Percent Area in D1-D4 Drought | 9
Upper Mississippi | 2012 | Generation/Average Annual Generation | 0.84707
Upper Mississippi | 2012 | Percent Area in D1-D4 Drought | 51
Upper Mississippi | 2013 | Generation/Average Annual Generation | 1.0037
Upper Mississippi | 2013 | Percent Area in D1-D4 Drought | 39
Upper Mississippi | 2014 | Generation/Average Annual Generation | 1.2117
Upper Mississippi | 2014 | Percent Area in D1-D4 Drought | 10
Upper Mississippi | 2015 | Generation/Average Annual Generation | 1.1966
Upper Mississippi | 2015 | Percent Area in D1-D4 Drought | 7
Upper Mississippi | 2016 | Generation/Average Annual Generation | 1.3412
Upper Mississippi | 2016 | Percent Area in D1-D4 Drought | 1
Upper Mississippi | 2017 | Generation/Average Annual Generation | 1.2899
Upper Mississippi | 2017 | Percent Area in D1-D4 Drought | 7
Upper Mississippi | 2018 | Generation/Average Annual Generation | 1.1923
Upper Mississippi | 2018 | Percent Area in D1-D4 Drought | 5
Lower Mississippi | 2003 | Generation/Average Annual Generation | 1.0273
Lower Mississippi | 2003 | Percent Area in D1-D4 Drought | 2
Lower Mississippi | 2004 | Generation/Average Annual Generation | 1.1982
Lower Mississippi | 2004 | Percent Area in D1-D4 Drought | 0
Lower Mississippi | 2005 | Generation/Average Annual Generation | 0.93777
Lower Mississippi | 2005 | Percent Area in D1-D4 Drought | 20
Lower Mississippi | 2006 | Generation/Average Annual Generation | 0.69587
Lower Mississippi | 2006 | Percent Area in D1-D4 Drought | 30
Lower Mississippi | 2007 | Generation/Average Annual Generation | 1.0176
Lower Mississippi | 2007 | Percent Area in D1-D4 Drought | 18
Lower Mississippi | 2008 | Generation/Average Annual Generation | 1.1815
Lower Mississippi | 2008 | Percent Area in D1-D4 Drought | 3
Lower Mississippi | 2009 | Generation/Average Annual Generation | 1.3751
Lower Mississippi | 2009 | Percent Area in D1-D4 Drought | 5
Lower Mississippi | 2010 | Generation/Average Annual Generation | 1.1627
Lower Mississippi | 2010 | Percent Area in D1-D4 Drought | 35
Lower Mississippi | 2011 | Generation/Average Annual Generation | 0.97075
Lower Mississippi | 2011 | Percent Area in D1-D4 Drought | 56
Lower Mississippi | 2012 | Generation/Average Annual Generation | 0.77169
Lower Mississippi | 2012 | Percent Area in D1-D4 Drought | 29
Lower Mississippi | 2013 | Generation/Average Annual Generation | 1.0772
Lower Mississippi | 2013 | Percent Area in D1-D4 Drought | 10
Lower Mississippi | 2014 | Generation/Average Annual Generation | 1.1562
Lower Mississippi | 2014 | Percent Area in D1-D4 Drought | 3
Lower Mississippi | 2015 | Generation/Average Annual Generation | 1.1207
Lower Mississippi | 2015 | Percent Area in D1-D4 Drought | 17
Lower Mississippi | 2016 | Generation/Average Annual Generation | 1.2156
Lower Mississippi | 2016 | Percent Area in D1-D4 Drought | 18
Lower Mississippi | 2017 | Generation/Average Annual Generation | 0.8695
Lower Mississippi | 2017 | Percent Area in D1-D4 Drought | 10
Lower Mississippi | 2018 | Generation/Average Annual Generation | 1.1776
Lower Mississippi | 2018 | Percent Area in D1-D4 Drought | 8
Souris-Red-Rainy | 2003 | Generation/Average Annual Generation | 0.61621
Souris-Red-Rainy | 2003 | Percent Area in D1-D4 Drought | 26
Souris-Red-Rainy | 2004 | Generation/Average Annual Generation | 1.1425
Souris-Red-Rainy | 2004 | Percent Area in D1-D4 Drought | 15
Souris-Red-Rainy | 2005 | Generation/Average Annual Generation | 1.0636
Souris-Red-Rainy | 2005 | Percent Area in D1-D4 Drought | 2
Souris-Red-Rainy | 2006 | Generation/Average Annual Generation | 0.85029
Souris-Red-Rainy | 2006 | Percent Area in D1-D4 Drought | 40
Souris-Red-Rainy | 2007 | Generation/Average Annual Generation | 0.86124
Souris-Red-Rainy | 2007 | Percent Area in D1-D4 Drought | 38
Souris-Red-Rainy | 2008 | Generation/Average Annual Generation | 1.0771
Souris-Red-Rainy | 2008 | Percent Area in D1-D4 Drought | 15
Souris-Red-Rainy | 2009 | Generation/Average Annual Generation | 1.4138
Souris-Red-Rainy | 2009 | Percent Area in D1-D4 Drought | 2
Souris-Red-Rainy | 2010 | Generation/Average Annual Generation | 1.1265
Souris-Red-Rainy | 2010 | Percent Area in D1-D4 Drought | 5
Souris-Red-Rainy | 2011 | Generation/Average Annual Generation | 0.84406
Souris-Red-Rainy | 2011 | Percent Area in D1-D4 Drought | 7
Souris-Red-Rainy | 2012 | Generation/Average Annual Generation | 0.84173
Souris-Red-Rainy | 2012 | Percent Area in D1-D4 Drought | 56
Souris-Red-Rainy | 2013 | Generation/Average Annual Generation | 1.0176
Souris-Red-Rainy | 2013 | Percent Area in D1-D4 Drought | 28
Souris-Red-Rainy | 2014 | Generation/Average Annual Generation | 0.35808
Souris-Red-Rainy | 2014 | Percent Area in D1-D4 Drought | 1
Souris-Red-Rainy | 2015 | Generation/Average Annual Generation | 1.1397
Souris-Red-Rainy | 2015 | Percent Area in D1-D4 Drought | 17
Souris-Red-Rainy | 2016 | Generation/Average Annual Generation | 1.1876
Souris-Red-Rainy | 2016 | Percent Area in D1-D4 Drought | 1
Souris-Red-Rainy | 2017 | Generation/Average Annual Generation | 1.6107
Souris-Red-Rainy | 2017 | Percent Area in D1-D4 Drought | 17
Souris-Red-Rainy | 2018 | Generation/Average Annual Generation | 1.1276
Souris-Red-Rainy | 2018 | Percent Area in D1-D4 Drought | 23
Missouri | 2003 | Generation/Average Annual Generation | 0.9099
Missouri | 2003 | Percent Area in D1-D4 Drought | 77
Missouri | 2004 | Generation/Average Annual Generation | 0.85015
Missouri | 2004 | Percent Area in D1-D4 Drought | 64
Missouri | 2005 | Generation/Average Annual Generation | 0.82176
Missouri | 2005 | Percent Area in D1-D4 Drought | 41
Missouri | 2006 | Generation/Average Annual Generation | 0.86088
Missouri | 2006 | Percent Area in D1-D4 Drought | 52
Missouri | 2007 | Generation/Average Annual Generation | 0.7686
Missouri | 2007 | Percent Area in D1-D4 Drought | 34
Missouri | 2008 | Generation/Average Annual Generation | 0.83885
Missouri | 2008 | Percent Area in D1-D4 Drought | 19
Missouri | 2009 | Generation/Average Annual Generation | 1.0208
Missouri | 2009 | Percent Area in D1-D4 Drought | 1
Missouri | 2010 | Generation/Average Annual Generation | 1.1739
Missouri | 2010 | Percent Area in D1-D4 Drought | 4
Missouri | 2011 | Generation/Average Annual Generation | 1.4279
Missouri | 2011 | Percent Area in D1-D4 Drought | 6
Missouri | 2012 | Generation/Average Annual Generation | 1.2209
Missouri | 2012 | Percent Area in D1-D4 Drought | 48
Missouri | 2013 | Generation/Average Annual Generation | 0.95488
Missouri | 2013 | Percent Area in D1-D4 Drought | 50
Missouri | 2014 | Generation/Average Annual Generation | 1.1991
Missouri | 2014 | Percent Area in D1-D4 Drought | 11
Missouri | 2015 | Generation/Average Annual Generation | 1.1553
Missouri | 2015 | Percent Area in D1-D4 Drought | 7
Missouri | 2016 | Generation/Average Annual Generation | 1.0828
Missouri | 2016 | Percent Area in D1-D4 Drought | 9
Missouri | 2017 | Generation/Average Annual Generation | 1.2809
Missouri | 2017 | Percent Area in D1-D4 Drought | 25
Missouri | 2018 | Generation/Average Annual Generation | 1.4132
Missouri | 2018 | Percent Area in D1-D4 Drought | 15
Arkansas-White-Red | 2003 | Generation/Average Annual Generation | 0.81643
Arkansas-White-Red | 2003 | Percent Area in D1-D4 Drought | 36
Arkansas-White-Red | 2004 | Generation/Average Annual Generation | 1.2656
Arkansas-White-Red | 2004 | Percent Area in D1-D4 Drought | 21
Arkansas-White-Red | 2005 | Generation/Average Annual Generation | 1.109
Arkansas-White-Red | 2005 | Percent Area in D1-D4 Drought | 18
Arkansas-White-Red | 2006 | Generation/Average Annual Generation | 0.39741
Arkansas-White-Red | 2006 | Percent Area in D1-D4 Drought | 66
Arkansas-White-Red | 2007 | Generation/Average Annual Generation | 1.2396
Arkansas-White-Red | 2007 | Percent Area in D1-D4 Drought | 6
Arkansas-White-Red | 2008 | Generation/Average Annual Generation | 1.6981
Arkansas-White-Red | 2008 | Percent Area in D1-D4 Drought | 14
Arkansas-White-Red | 2009 | Generation/Average Annual Generation | 1.5069
Arkansas-White-Red | 2009 | Percent Area in D1-D4 Drought | 10
Arkansas-White-Red | 2010 | Generation/Average Annual Generation | 1.2951
Arkansas-White-Red | 2010 | Percent Area in D1-D4 Drought | 9
Arkansas-White-Red | 2011 | Generation/Average Annual Generation | 0.90577
Arkansas-White-Red | 2011 | Percent Area in D1-D4 Drought | 77
Arkansas-White-Red | 2012 | Generation/Average Annual Generation | 0.64802
Arkansas-White-Red | 2012 | Percent Area in D1-D4 Drought | 75
Arkansas-White-Red | 2013 | Generation/Average Annual Generation | 0.90559
Arkansas-White-Red | 2013 | Percent Area in D1-D4 Drought | 67
Arkansas-White-Red | 2014 | Generation/Average Annual Generation | 0.74028
Arkansas-White-Red | 2014 | Percent Area in D1-D4 Drought | 63
Arkansas-White-Red | 2015 | Generation/Average Annual Generation | 1.2491
Arkansas-White-Red | 2015 | Percent Area in D1-D4 Drought | 26
Arkansas-White-Red | 2016 | Generation/Average Annual Generation | 1.2049
Arkansas-White-Red | 2016 | Percent Area in D1-D4 Drought | 12
Arkansas-White-Red | 2017 | Generation/Average Annual Generation | 1.0325
Arkansas-White-Red | 2017 | Percent Area in D1-D4 Drought | 25
Arkansas-White-Red | 2018 | Generation/Average Annual Generation | 0.97771
Arkansas-White-Red | 2018 | Percent Area in D1-D4 Drought | 52
Texas-Gulf | 2003 | Generation/Average Annual Generation | 1.0327
Texas-Gulf | 2003 | Percent Area in D1-D4 Drought | 21
Texas-Gulf | 2004 | Generation/Average Annual Generation | 1.7802
Texas-Gulf | 2004 | Percent Area in D1-D4 Drought | 4
Texas-Gulf | 2005 | Generation/Average Annual Generation | 1.5842
Texas-Gulf | 2005 | Percent Area in D1-D4 Drought | 27
Texas-Gulf | 2006 | Generation/Average Annual Generation | 0.62645
Texas-Gulf | 2006 | Percent Area in D1-D4 Drought | 74
Texas-Gulf | 2007 | Generation/Average Annual Generation | 1.6409
Texas-Gulf | 2007 | Percent Area in D1-D4 Drought | 11
Texas-Gulf | 2008 | Generation/Average Annual Generation | 1.0026
Texas-Gulf | 2008 | Percent Area in D1-D4 Drought | 40
Texas-Gulf | 2009 | Generation/Average Annual Generation | 1.0111
Texas-Gulf | 2009 | Percent Area in D1-D4 Drought | 49
Texas-Gulf | 2010 | Generation/Average Annual Generation | 1.1511
Texas-Gulf | 2010 | Percent Area in D1-D4 Drought | 13
Texas-Gulf | 2011 | Generation/Average Annual Generation | 0.47678
Texas-Gulf | 2011 | Percent Area in D1-D4 Drought | 90
Texas-Gulf | 2012 | Generation/Average Annual Generation | 0.38298
Texas-Gulf | 2012 | Percent Area in D1-D4 Drought | 71
Texas-Gulf | 2013 | Generation/Average Annual Generation | 0.44013
Texas-Gulf | 2013 | Percent Area in D1-D4 Drought | 79
Texas-Gulf | 2014 | Generation/Average Annual Generation | 0.37082
Texas-Gulf | 2014 | Percent Area in D1-D4 Drought | 58
Texas-Gulf | 2015 | Generation/Average Annual Generation | 0.9906
Texas-Gulf | 2015 | Percent Area in D1-D4 Drought | 23
Texas-Gulf | 2016 | Generation/Average Annual Generation | 1.4436
Texas-Gulf | 2016 | Percent Area in D1-D4 Drought | 4
Texas-Gulf | 2017 | Generation/Average Annual Generation | 0.85372
Texas-Gulf | 2017 | Percent Area in D1-D4 Drought | 7
Texas-Gulf | 2018 | Generation/Average Annual Generation | 1.2122
Texas-Gulf | 2018 | Percent Area in D1-D4 Drought | 37
Rio Grande | 2003 | Generation/Average Annual Generation | 0.8133
Rio Grande | 2003 | Percent Area in D1-D4 Drought | 76
Rio Grande | 2004 | Generation/Average Annual Generation | 0.45281
Rio Grande | 2004 | Percent Area in D1-D4 Drought | 55
Rio Grande | 2005 | Generation/Average Annual Generation | 1.1307
Rio Grande | 2005 | Percent Area in D1-D4 Drought | 17
Rio Grande | 2006 | Generation/Average Annual Generation | 1.0642
Rio Grande | 2006 | Percent Area in D1-D4 Drought | 62
Rio Grande | 2007 | Generation/Average Annual Generation | 1.2644
Rio Grande | 2007 | Percent Area in D1-D4 Drought | 4
Rio Grande | 2008 | Generation/Average Annual Generation | 1.5857
Rio Grande | 2008 | Percent Area in D1-D4 Drought | 28
Rio Grande | 2009 | Generation/Average Annual Generation | 1.3435
Rio Grande | 2009 | Percent Area in D1-D4 Drought | 21
Rio Grande | 2010 | Generation/Average Annual Generation | 1.6509
Rio Grande | 2010 | Percent Area in D1-D4 Drought | 8
Rio Grande | 2011 | Generation/Average Annual Generation | 1.2152
Rio Grande | 2011 | Percent Area in D1-D4 Drought | 92
Rio Grande | 2012 | Generation/Average Annual Generation | 1.3843
Rio Grande | 2012 | Percent Area in D1-D4 Drought | 90
Rio Grande | 2013 | Generation/Average Annual Generation | 0.79561
Rio Grande | 2013 | Percent Area in D1-D4 Drought | 77
Rio Grande | 2014 | Generation/Average Annual Generation | 0.67409
Rio Grande | 2014 | Percent Area in D1-D4 Drought | 56
Rio Grande | 2015 | Generation/Average Annual Generation | 0.53199
Rio Grande | 2015 | Percent Area in D1-D4 Drought | 17
Rio Grande | 2016 | Generation/Average Annual Generation | 0.66387
Rio Grande | 2016 | Percent Area in D1-D4 Drought | 7
Rio Grande | 2017 | Generation/Average Annual Generation | 1.3389
Rio Grande | 2017 | Percent Area in D1-D4 Drought | 2
Rio Grande | 2018 | Generation/Average Annual Generation | 0.96496
Rio Grande | 2018 | Percent Area in D1-D4 Drought | 65
Upper Colorado | 2003 | Generation/Average Annual Generation | 0.84498
Upper Colorado | 2003 | Percent Area in D1-D4 Drought | 98
Upper Colorado | 2004 | Generation/Average Annual Generation | 0.81494
Upper Colorado | 2004 | Percent Area in D1-D4 Drought | 93
Upper Colorado | 2005 | Generation/Average Annual Generation | 0.90326
Upper Colorado | 2005 | Percent Area in D1-D4 Drought | 38
Upper Colorado | 2006 | Generation/Average Annual Generation | 0.95007
Upper Colorado | 2006 | Percent Area in D1-D4 Drought | 34
Upper Colorado | 2007 | Generation/Average Annual Generation | 0.93603
Upper Colorado | 2007 | Percent Area in D1-D4 Drought | 59
Upper Colorado | 2008 | Generation/Average Annual Generation | 1.1166
Upper Colorado | 2008 | Percent Area in D1-D4 Drought | 18
Upper Colorado | 2009 | Generation/Average Annual Generation | 1.0498
Upper Colorado | 2009 | Percent Area in D1-D4 Drought | 10
Upper Colorado | 2010 | Generation/Average Annual Generation | 0.97593
Upper Colorado | 2010 | Percent Area in D1-D4 Drought | 12
Upper Colorado | 2011 | Generation/Average Annual Generation | 1.6042
Upper Colorado | 2011 | Percent Area in D1-D4 Drought | 8
Upper Colorado | 2012 | Generation/Average Annual Generation | 0.96602
Upper Colorado | 2012 | Percent Area in D1-D4 Drought | 74
Upper Colorado | 2013 | Generation/Average Annual Generation | 0.82606
Upper Colorado | 2013 | Percent Area in D1-D4 Drought | 84
Upper Colorado | 2014 | Generation/Average Annual Generation | 0.93831
Upper Colorado | 2014 | Percent Area in D1-D4 Drought | 33
Upper Colorado | 2015 | Generation/Average Annual Generation | 1.0712
Upper Colorado | 2015 | Percent Area in D1-D4 Drought | 37
Upper Colorado | 2016 | Generation/Average Annual Generation | 1.105
Upper Colorado | 2016 | Percent Area in D1-D4 Drought | 3
Upper Colorado | 2017 | Generation/Average Annual Generation | 1.1657
Upper Colorado | 2017 | Percent Area in D1-D4 Drought | 8
Upper Colorado | 2018 | Generation/Average Annual Generation | 1.0959
Upper Colorado | 2018 | Percent Area in D1-D4 Drought | 82
Lower Colorado | 2003 | Generation/Average Annual Generation | 1.0601
Lower Colorado | 2003 | Percent Area in D1-D4 Drought | 97
Lower Colorado | 2004 | Generation/Average Annual Generation | 1.042
Lower Colorado | 2004 | Percent Area in D1-D4 Drought | 91
Lower Colorado | 2005 | Generation/Average Annual Generation | 0.96848
Lower Colorado | 2005 | Percent Area in D1-D4 Drought | 24
Lower Colorado | 2006 | Generation/Average Annual Generation | 1.0749
Lower Colorado | 2006 | Percent Area in D1-D4 Drought | 72
Lower Colorado | 2007 | Generation/Average Annual Generation | 1.0371
Lower Colorado | 2007 | Percent Area in D1-D4 Drought | 73
Lower Colorado | 2008 | Generation/Average Annual Generation | 1.0316
Lower Colorado | 2008 | Percent Area in D1-D4 Drought | 22
Lower Colorado | 2009 | Generation/Average Annual Generation | 1.0289
Lower Colorado | 2009 | Percent Area in D1-D4 Drought | 28
Lower Colorado | 2010 | Generation/Average Annual Generation | 1.0265
Lower Colorado | 2010 | Percent Area in D1-D4 Drought | 22
Lower Colorado | 2011 | Generation/Average Annual Generation | 1.0315
Lower Colorado | 2011 | Percent Area in D1-D4 Drought | 52
Lower Colorado | 2012 | Generation/Average Annual Generation | 1.1014
Lower Colorado | 2012 | Percent Area in D1-D4 Drought | 91
Lower Colorado | 2013 | Generation/Average Annual Generation | 1.0514
Lower Colorado | 2013 | Percent Area in D1-D4 Drought | 78
Lower Colorado | 2014 | Generation/Average Annual Generation | 1.0377
Lower Colorado | 2014 | Percent Area in D1-D4 Drought | 88
Lower Colorado | 2015 | Generation/Average Annual Generation | 1.0033
Lower Colorado | 2015 | Percent Area in D1-D4 Drought | 72
Lower Colorado | 2016 | Generation/Average Annual Generation | 0.99643
Lower Colorado | 2016 | Percent Area in D1-D4 Drought | 46
Lower Colorado | 2017 | Generation/Average Annual Generation | 0.92899
Lower Colorado | 2017 | Percent Area in D1-D4 Drought | 25
Lower Colorado | 2018 | Generation/Average Annual Generation | 0.96401
Lower Colorado | 2018 | Percent Area in D1-D4 Drought | 93
Great Basin | 2003 | Generation/Average Annual Generation | 0.77837
Great Basin | 2003 | Percent Area in D1-D4 Drought | 97
Great Basin | 2004 | Generation/Average Annual Generation | 0.6148
Great Basin | 2004 | Percent Area in D1-D4 Drought | 97
Great Basin | 2005 | Generation/Average Annual Generation | 1.1339
Great Basin | 2005 | Percent Area in D1-D4 Drought | 21
Great Basin | 2006 | Generation/Average Annual Generation | 1.2429
Great Basin | 2006 | Percent Area in D1-D4 Drought | 0
Great Basin | 2007 | Generation/Average Annual Generation | 0.92405
Great Basin | 2007 | Percent Area in D1-D4 Drought | 81
Great Basin | 2008 | Generation/Average Annual Generation | 0.95779
Great Basin | 2008 | Percent Area in D1-D4 Drought | 64
Great Basin | 2009 | Generation/Average Annual Generation | 1.1613
Great Basin | 2009 | Percent Area in D1-D4 Drought | 39
Great Basin | 2010 | Generation/Average Annual Generation | 0.96124
Great Basin | 2010 | Percent Area in D1-D4 Drought | 25
Great Basin | 2011 | Generation/Average Annual Generation | 1.945
Great Basin | 2011 | Percent Area in D1-D4 Drought | 0
Great Basin | 2012 | Generation/Average Annual Generation | 1.0374
Great Basin | 2012 | Percent Area in D1-D4 Drought | 88
Great Basin | 2013 | Generation/Average Annual Generation | 0.79712
Great Basin | 2013 | Percent Area in D1-D4 Drought | 96
Great Basin | 2014 | Generation/Average Annual Generation | 0.73227
Great Basin | 2014 | Percent Area in D1-D4 Drought | 89
Great Basin | 2015 | Generation/Average Annual Generation | 0.70316
Great Basin | 2015 | Percent Area in D1-D4 Drought | 93
Great Basin | 2016 | Generation/Average Annual Generation | 0.91546
Great Basin | 2016 | Percent Area in D1-D4 Drought | 44
Great Basin | 2017 | Generation/Average Annual Generation | 1.7842
Great Basin | 2017 | Percent Area in D1-D4 Drought | 3
Great Basin | 2018 | Generation/Average Annual Generation | 1.259
Great Basin | 2018 | Percent Area in D1-D4 Drought | 48
Pacific Northwest | 2003 | Generation/Average Annual Generation | 0.94721
Pacific Northwest | 2003 | Percent Area in D1-D4 Drought | 62
Pacific Northwest | 2004 | Generation/Average Annual Generation | 0.94944
Pacific Northwest | 2004 | Percent Area in D1-D4 Drought | 39
Pacific Northwest | 2005 | Generation/Average Annual Generation | 0.94089
Pacific Northwest | 2005 | Percent Area in D1-D4 Drought | 68
Pacific Northwest | 2006 | Generation/Average Annual Generation | 1.0981
Pacific Northwest | 2006 | Percent Area in D1-D4 Drought | 3
Pacific Northwest | 2007 | Generation/Average Annual Generation | 1.0194
Pacific Northwest | 2007 | Percent Area in D1-D4 Drought | 33
Pacific Northwest | 2008 | Generation/Average Annual Generation | 1.0158
Pacific Northwest | 2008 | Percent Area in D1-D4 Drought | 23
Pacific Northwest | 2009 | Generation/Average Annual Generation | 0.97354
Pacific Northwest | 2009 | Percent Area in D1-D4 Drought | 14
Pacific Northwest | 2010 | Generation/Average Annual Generation | 0.90718
Pacific Northwest | 2010 | Percent Area in D1-D4 Drought | 13
Pacific Northwest | 2011 | Generation/Average Annual Generation | 1.2399
Pacific Northwest | 2011 | Percent Area in D1-D4 Drought | 0
Pacific Northwest | 2012 | Generation/Average Annual Generation | 1.178
Pacific Northwest | 2012 | Percent Area in D1-D4 Drought | 18
Pacific Northwest | 2013 | Generation/Average Annual Generation | 1.0106
Pacific Northwest | 2013 | Percent Area in D1-D4 Drought | 33
Pacific Northwest | 2014 | Generation/Average Annual Generation | 1.0486
Pacific Northwest | 2014 | Percent Area in D1-D4 Drought | 54
Pacific Northwest | 2015 | Generation/Average Annual Generation | 0.95628
Pacific Northwest | 2015 | Percent Area in D1-D4 Drought | 72
Pacific Northwest | 2016 | Generation/Average Annual Generation | 1.0265
Pacific Northwest | 2016 | Percent Area in D1-D4 Drought | 23
Pacific Northwest | 2017 | Generation/Average Annual Generation | 1.0993
Pacific Northwest | 2017 | Percent Area in D1-D4 Drought | 7
Pacific Northwest | 2018 | Generation/Average Annual Generation | 1.0699
Pacific Northwest | 2018 | Percent Area in D1-D4 Drought | 31
California | 2003 | Generation/Average Annual Generation | 1.1998
California | 2003 | Percent Area in D1-D4 Drought | 28
California | 2004 | Generation/Average Annual Generation | 1.1247
California | 2004 | Percent Area in D1-D4 Drought | 37
California | 2005 | Generation/Average Annual Generation | 1.3112
California | 2005 | Percent Area in D1-D4 Drought | 3
California | 2006 | Generation/Average Annual Generation | 1.5978
California | 2006 | Percent Area in D1-D4 Drought | 1
California | 2007 | Generation/Average Annual Generation | 0.90026
California | 2007 | Percent Area in D1-D4 Drought | 76
California | 2008 | Generation/Average Annual Generation | 0.79337
California | 2008 | Percent Area in D1-D4 Drought | 69
California | 2009 | Generation/Average Annual Generation | 0.91906
California | 2009 | Percent Area in D1-D4 Drought | 74
California | 2010 | Generation/Average Annual Generation | 1.1011
California | 2010 | Percent Area in D1-D4 Drought | 14
California | 2011 | Generation/Average Annual Generation | 1.4096
California | 2011 | Percent Area in D1-D4 Drought | 0
California | 2012 | Generation/Average Annual Generation | 0.88059
California | 2012 | Percent Area in D1-D4 Drought | 64
California | 2013 | Generation/Average Annual Generation | 0.77717
California | 2013 | Percent Area in D1-D4 Drought | 82
California | 2014 | Generation/Average Annual Generation | 0.53566
California | 2014 | Percent Area in D1-D4 Drought | 99
California | 2015 | Generation/Average Annual Generation | 0.445
California | 2015 | Percent Area in D1-D4 Drought | 99
California | 2016 | Generation/Average Annual Generation | 0.95272
California | 2016 | Percent Area in D1-D4 Drought | 85
California | 2017 | Generation/Average Annual Generation | 1.4081
California | 2017 | Percent Area in D1-D4 Drought | 13
California | 2018 | Generation/Average Annual Generation | 0.86845
California | 2018 | Percent Area in D1-D4 Drought | 46
Alaska | 2003 | Generation/Average Annual Generation | 1.0824
Alaska | 2003 | Percent Area in D1-D4 Drought | 0
Alaska | 2004 | Generation/Average Annual Generation | 1.0246
Alaska | 2004 | Percent Area in D1-D4 Drought | 2
Alaska | 2005 | Generation/Average Annual Generation | 1.0013
Alaska | 2005 | Percent Area in D1-D4 Drought | 0
Alaska | 2006 | Generation/Average Annual Generation | 0.83691
Alaska | 2006 | Percent Area in D1-D4 Drought | 0
Alaska | 2007 | Generation/Average Annual Generation | 0.88316
Alaska | 2007 | Percent Area in D1-D4 Drought | 0
Alaska | 2008 | Generation/Average Annual Generation | 0.80147
Alaska | 2008 | Percent Area in D1-D4 Drought | 0
Alaska | 2009 | Generation/Average Annual Generation | 0.9054
Alaska | 2009 | Percent Area in D1-D4 Drought | 1
Alaska | 2010 | Generation/Average Annual Generation | 0.97212
Alaska | 2010 | Percent Area in D1-D4 Drought | 0
Alaska | 2011 | Generation/Average Annual Generation | 0.9107
Alaska | 2011 | Percent Area in D1-D4 Drought | 0
Alaska | 2012 | Generation/Average Annual Generation | 1.0773
Alaska | 2012 | Percent Area in D1-D4 Drought | 0
Alaska | 2013 | Generation/Average Annual Generation | 0.98182
Alaska | 2013 | Percent Area in D1-D4 Drought | 9
Alaska | 2014 | Generation/Average Annual Generation | 1.0524
Alaska | 2014 | Percent Area in D1-D4 Drought | 0
Alaska | 2015 | Generation/Average Annual Generation | 1.0731
Alaska | 2015 | Percent Area in D1-D4 Drought | 4
Alaska | 2016 | Generation/Average Annual Generation | 1.1348
Alaska | 2016 | Percent Area in D1-D4 Drought | 0
Alaska | 2017 | Generation/Average Annual Generation | 1.1242
Alaska | 2017 | Percent Area in D1-D4 Drought | 1
Alaska | 2018 | Generation/Average Annual Generation | 1.1383
Alaska | 2018 | Percent Area in D1-D4 Drought | 2
Hawaii | 2003 | Generation/Average Annual Generation | 0.45796
Hawaii | 2003 | Percent Area in D1-D4 Drought | 49
Hawaii | 2004 | Generation/Average Annual Generation | 1.0083
Hawaii | 2004 | Percent Area in D1-D4 Drought | 2
Hawaii | 2005 | Generation/Average Annual Generation | 1.0868
Hawaii | 2005 | Percent Area in D1-D4 Drought | 5
Hawaii | 2006 | Generation/Average Annual Generation | 1.3568
Hawaii | 2006 | Percent Area in D1-D4 Drought | 2
Hawaii | 2007 | Generation/Average Annual Generation | 1.0434
Hawaii | 2007 | Percent Area in D1-D4 Drought | 25
Hawaii | 2008 | Generation/Average Annual Generation | 0.95298
Hawaii | 2008 | Percent Area in D1-D4 Drought | 37
Hawaii | 2009 | Generation/Average Annual Generation | 1.2728
Hawaii | 2009 | Percent Area in D1-D4 Drought | 55
Hawaii | 2010 | Generation/Average Annual Generation | 0.7957
Hawaii | 2010 | Percent Area in D1-D4 Drought | 64
Hawaii | 2011 | Generation/Average Annual Generation | 1.0524
Hawaii | 2011 | Percent Area in D1-D4 Drought | 42
Hawaii | 2012 | Generation/Average Annual Generation | 1.2946
Hawaii | 2012 | Percent Area in D1-D4 Drought | 52
Hawaii | 2013 | Generation/Average Annual Generation | 0.88464
Hawaii | 2013 | Percent Area in D1-D4 Drought | 48
Hawaii | 2014 | Generation/Average Annual Generation | 1.063
Hawaii | 2014 | Percent Area in D1-D4 Drought | 7
Hawaii | 2015 | Generation/Average Annual Generation | 1.3691
Hawaii | 2015 | Percent Area in D1-D4 Drought | 20
Hawaii | 2016 | Generation/Average Annual Generation | 1.0265
Hawaii | 2016 | Percent Area in D1-D4 Drought | 29
Hawaii | 2017 | Generation/Average Annual Generation | 0.74657
Hawaii | 2017 | Percent Area in D1-D4 Drought | 34
Hawaii | 2018 | Generation/Average Annual Generation | 1.0906
Hawaii | 2018 | Percent Area in D1-D4 Drought | 7

## Figure_39
REGION | YEAR | TOTAL GENERATION GWH
Midwest | 2003 | 3098.774
Midwest | 2004 | 3586.522
Midwest | 2005 | 3662.717
Midwest | 2006 | 2618.982
Midwest | 2007 | 3196.382
Midwest | 2008 | 2911.086
Midwest | 2009 | 2739.402
Midwest | 2010 | 4033.025
Midwest | 2011 | 2937.754
Midwest | 2012 | 2239.079
Midwest | 2013 | 2717.667
Midwest | 2014 | 2109.759
Midwest | 2015 | 1748.977
Midwest | 2016 | 2596.983
Midwest | 2017 | 2350.585
Midwest | 2018 | 2259.529
Midwest | 2019 | 2584.3
Northeast | 2003 | 5883.593
Northeast | 2004 | 5873.428
Northeast | 2005 | 5703.166
Northeast | 2006 | 6033.813
Northeast | 2007 | 5329.064
Northeast | 2008 | 5746.091
Northeast | 2009 | 5097.198
Northeast | 2010 | 4616.557
Northeast | 2011 | 3895.287
Northeast | 2012 | 3898.685
Northeast | 2013 | 4457.015
Northeast | 2014 | 4462.848
Northeast | 2015 | 4450.856
Northeast | 2016 | 4711.84
Northeast | 2017 | 4419.934
Northeast | 2018 | 4532.999
Northeast | 2019 | 3827.045
Northwest | 2003 | 640.809
Northwest | 2004 | 210.126
Northwest | 2005 | 8.473
Northwest | 2006 | 47.099
Northwest | 2007 | 45.795
Northwest | 2008 | 54.646
Northwest | 2009 | 55.87
Northwest | 2010 | 56.653
Northwest | 2011 | 55.193
Northwest | 2012 | 46.938
Northwest | 2013 | 11.383
Northwest | 2014 | 1.252
Northwest | 2015 | 45.736
Northwest | 2016 | 2.824
Northwest | 2017 | 9.221
Northwest | 2018 | 35.51
Northwest | 2019 | 14.512
Southeast | 2003 | 14228.67
Southeast | 2004 | 14391.893
Southeast | 2005 | 13094.324
Southeast | 2006 | 13951.437
Southeast | 2007 | 13657.059
Southeast | 2008 | 12119.612
Southeast | 2009 | 13116.186
Southeast | 2010 | 13791.145
Southeast | 2011 | 12997.078
Southeast | 2012 | 10774.909
Southeast | 2013 | 9537.67
Southeast | 2014 | 11562.16
Southeast | 2015 | 11823.695
Southeast | 2016 | 12575.026
Southeast | 2017 | 12791.606
Southeast | 2018 | 12018.263
Southeast | 2019 | 11981.973
Southwest | 2003 | 3166.976
Southwest | 2004 | 2456.647
Southwest | 2005 | 3027.058
Southwest | 2006 | 3336.885
Southwest | 2007 | 3031.981
Southwest | 2008 | 2729.021
Southwest | 2009 | 2344.059
Southwest | 2010 | 2450.556
Southwest | 2011 | 2808.405
Southwest | 2012 | 2813.494
Southwest | 2013 | 2465.041
Southwest | 2014 | 1909.349
Southwest | 2015 | 1997.139
Southwest | 2016 | 2516.738
Southwest | 2017 | 3292.87
Southwest | 2018 | 2622.383
Southwest | 2019 | 2333.022

## Figure_40
YEAR | NUMBER OF OBSERVATIONS | MEDIAN CAPACITY FACTOR | PERCENTILE 10TH | PERCENTILE 90TH
2005 | 1390 | 0.41027 | 0.15529 | 0.68851
2006 | 1394 | 0.44754 | 0.13476 | 0.74498
2007 | 1386 | 0.34871 | 0.10582 | 0.64307
2008 | 1383 | 0.37934 | 0.11965 | 0.69506
2009 | 1390 | 0.41021 | 0.15512 | 0.7038
2010 | 1400 | 0.3969 | 0.17457 | 0.66372
2011 | 1400 | 0.44771 | 0.16127 | 0.72627
2012 | 1398 | 0.35179 | 0.10658 | 0.62821
2013 | 1408 | 0.38061 | 0.092162 | 0.65926
2014 | 1413 | 0.35973 | 0.07831 | 0.65325
2015 | 1415 | 0.33887 | 0.069026 | 0.62804
2016 | 1429 | 0.36056 | 0.1283 | 0.65664
2017 | 1436 | 0.42121 | 0.14263 | 0.712
2018 | 1437 | 0.39446 | 0.1328 | 0.65991

## Figure_41
VARIABLE | NUMBER OF OBSERVATIONS | MEDIAN CAPACITY FACTOR | PERCENTILE 10TH | PERCENTILE 90TH | PLOT
Midwest | 213 | 0.44212 | 0.25119 | 0.67846 | Region
Northeast | 390 | 0.45404 | 0.20164 | 0.65817 | Region
Northwest | 300 | 0.42781 | 0.23434 | 0.72944 | Region
Southeast | 242 | 0.27152 | 0.11009 | 0.46841 | Region
Southwest | 360 | 0.32171 | 0.16111 | 0.54473 | Region
1890s | 6 | 0.37767 | 0.23283 | 0.56636 | Initial Operation Decade
1900s | 61 | 0.44162 | 0.22918 | 0.66321 | Initial Operation Decade
1910s | 160 | 0.44411 | 0.21262 | 0.72182 | Initial Operation Decade
1920s | 252 | 0.39974 | 0.199 | 0.67417 | Initial Operation Decade
1930s | 97 | 0.35815 | 0.14816 | 0.61796 | Initial Operation Decade
1940s | 90 | 0.4451 | 0.18822 | 0.74964 | Initial Operation Decade
1950s | 149 | 0.38246 | 0.17936 | 0.5795 | Initial Operation Decade
1960s | 102 | 0.35022 | 0.20285 | 0.55874 | Initial Operation Decade
1970s | 45 | 0.31214 | 0.10069 | 0.52408 | Initial Operation Decade
1980s | 328 | 0.35903 | 0.16396 | 0.5737 | Initial Operation Decade
1990s | 104 | 0.35651 | 0.17587 | 0.62379 | Initial Operation Decade
2000s | 26 | 0.40945 | 0.20421 | 0.56221 | Initial Operation Decade
2010s | 46 | 0.32904 | 0.15701 | 0.59542 | Initial Operation Decade
Canal/Conduit | 116 | 0.32546 | 0.12623 | 0.51247 | Mode of Operation
Intermediate Peaking | 47 | 0.40162 | 0.26529 | 0.67122 | Mode of Operation
Peaking | 254 | 0.3631 | 0.17383 | 0.59272 | Mode of Operation
Reregulating | 30 | 0.45133 | 0.28868 | 0.60783 | Mode of Operation
Run-of-river | 465 | 0.42962 | 0.20159 | 0.69589 | Mode of Operation
Run-of-river/Peaking | 36 | 0.4715 | 0.2512 | 0.68071 | Mode of Operation
Run-of-river/Upstream Peaking | 38 | 0.47851 | 0.32331 | 0.73753 | Mode of Operation
Investor-Owned Utility | 431 | 0.39237 | 0.21985 | 0.62341 | Owner
Private Non-utility | 262 | 0.37776 | 0.17907 | 0.6358 | Owner
Publicly Owned Utility | 328 | 0.34172 | 0.13733 | 0.61867 | Owner
Reclamation | 55 | 0.35372 | 0.20946 | 0.58149 | Owner
TVA | 31 | 0.34553 | 0.16673 | 0.56209 | Owner
USACE | 76 | 0.31121 | 0.15157 | 0.51689 | Owner
Wholesale Power Marketer | 165 | 0.49093 | 0.29999 | 0.70158 | Owner

## Figure_42
The data used to produce this figure are protected under a service agreement signed with North American Electricity Reliability Corporation (NERC).

## Figure_43
The data used to produce this figure are protected under a service agreement signed with North American Electricity Reliability Corporation (NERC).

## Figure_44
The data used to produce this figure are protected under a service agreement signed with North American Electricity Reliability Corporation (NERC).

## Figure_46
The data used to produce this figure are protected under a service agreement signed with North American Electricity Reliability Corporation (NERC).

## Figure_47
The data used to produce this figure are protected under a service agreement signed with North American Electricity Reliability Corporation (NERC).

## Figure_48
BALANCING AUTHORITY | POSITIVE ONE HOUR RAMP AVERAGE | FUEL TYPE | RAMPING FREQUENCY | POSITIVE ONE HOUR RAMP 10TH PERCENTILE | POSITIVE ONE HOUR RAMP 90TH PERCENTILE | RAMP SIGN
AVA | 1.4952 | Natural Gas | high | 0.17132 | 4.1117 | positive
BPAT | 0.94212 | Natural Gas | high | 0.043908 | 3.6004 | positive
CISO | 1.9922 | Natural Gas | high | 0.16841 | 4.744 | positive
CPLE | 1.5307 | Natural Gas | high | 0.098254 | 4.0776 | positive
DUK | 1.2828 | Natural Gas | high | 0.056831 | 3.4089 | positive
ERCO | 1.7744 | Natural Gas | high | 0.22496 | 3.8977 | positive
IPCO | 1.3406 | Natural Gas | low | 0.1298 | 3.5047 | positive
ISNE | 1.9084 | Natural Gas | high | 0.25576 | 4.2535 | positive
LDWP | 1.7098 | Natural Gas | high | 0.041422 | 4.2872 | positive
LGEE | 1.1071 | Natural Gas | high | 0.024827 | 3.2275 | positive
MISO | 0.94722 | Natural Gas | high | 0.095248 | 2.219 | positive
NWMT | 4.4928 | Natural Gas | high | 0.3876 | 11.2403 | positive
NYIS | 1.4105 | Natural Gas | high | 0.17881 | 3.1953 | positive
PACE | 2.261 | Natural Gas | high | 0.21502 | 5.2526 | positive
PGE | 1.8749 | Natural Gas | high | 0.047948 | 5.2743 | positive
PJM | 1.4353 | Natural Gas | high | 0.1698 | 3.2611 | positive
PSCO | 1.5487 | Natural Gas | high | 0.12225 | 3.6583 | positive
SC | 1.6691 | Natural Gas | high | 0.090744 | 4.6279 | positive
SCEG | 1.7711 | Natural Gas | high | 0.19415 | 4.1095 | positive
SOCO | 1.611 | Natural Gas | high | 0.16784 | 3.7972 | positive
SRP | 2.5232 | Natural Gas | high | 0.32666 | 5.3233 | positive
SWPP | 1.4355 | Natural Gas | high | 0.18323 | 3.1927 | positive
TIDC | 1.539 | Natural Gas | high | 0.17425 | 4.0077 | positive
TVA | 1.6002 | Natural Gas | high | 0.18347 | 3.7669 | positive
WACM | 0.85234 | Natural Gas | high | 0.055033 | 2.1958 | positive
WALC | 0.8333 | Natural Gas | high | 0.083081 | 1.9939 | positive
AVA | 6.3739 | Hydropower (including PSH) | high | 0.16036 | 9.8621 | positive
BPAT | 1.9933 | Hydropower (including PSH) | high | 0.25429 | 4.604 | positive
CHPD | 4.0303 | Hydropower (including PSH) | high | 0.40237 | 9.0534 | positive
CISO | 3.3701 | Hydropower (including PSH) | low | 0.42031 | 7.4088 | positive
CPLE | 5.3967 | Hydropower (including PSH) | low | 0.4386 | 17.9825 | positive
DOPD | 5.4699 | Hydropower (including PSH) | high | 0.5168 | 12.7907 | positive
DUK | 9.6283 | Hydropower (including PSH) | high | 0.33983 | 22.7687 | positive
ERCO | 3.8555 | Hydropower (including PSH) | low | 0.17618 | 7.7519 | positive
GCPD | 8.5501 | Hydropower (including PSH) | high | 0.90327 | 19.5434 | positive
IPCO | 2.0591 | Hydropower (including PSH) | high | 0.14802 | 5.7729 | positive
ISNE | 3.2055 | Hydropower (including PSH) | high | 0.10725 | 9.2233 | positive
LDWP | 2.7557 | Hydropower (including PSH) | low | 0.05113 | 9.1523 | positive
LGEE | 1.508 | Hydropower (including PSH) | low | 0.72569 | 2.9028 | positive
MISO | 2.9136 | Hydropower (including PSH) | high | 0.041583 | 10.2917 | positive
NWMT | 0.7676 | Hydropower (including PSH) | high | 0.15038 | 1.3534 | positive
NYIS | 2.607 | Hydropower (including PSH) | high | 0.26983 | 6.2381 | positive
PACE | 2.9713 | Hydropower (including PSH) | high | 0.36403 | 1.8202 | positive
PACW | 1.9206 | Hydropower (including PSH) | high | 0.17737 | 5.4097 | positive
PGE | 4.1862 | Hydropower (including PSH) | high | 0.28612 | 10.1144 | positive
PJM | 4.6569 | Hydropower (including PSH) | high | 0.10699 | 13.8493 | positive
PSCO | 5.0287 | Hydropower (including PSH) | low | 0.27762 | 16.1022 | positive
SC | 7.4313 | Hydropower (including PSH) | high | 0.43253 | 23.7889 | positive
SCEG | 3.2687 | Hydropower (including PSH) | high | 0.11875 | 9.3813 | positive
SCL | 3.2255 | Hydropower (including PSH) | high | 0.29889 | 7.0738 | positive
SEPA | 11.3358 | Hydropower (including PSH) | low | 1.4185 | 26.6686 | positive
SOCO | 4.4365 | Hydropower (including PSH) | high | 0.21654 | 11.78 | positive
SPA | 2.8857 | Hydropower (including PSH) | high | 0.11987 | 8.0312 | positive
SRP | 8.0134 | Hydropower (including PSH) | low | 0.40584 | 27.5974 | positive
SWPP | 2.3273 | Hydropower (including PSH) | high | 0.089552 | 6.209 | positive
TIDC | 1.5284 | Hydropower (including PSH) | low | 0.53533 | 4.2827 | positive
TPWR | 3.0384 | Hydropower (including PSH) | high | 0.2791 | 8.9311 | positive
TVA | 4.5385 | Hydropower (including PSH) | high | 0.26874 | 11.5409 | positive
WACM | 6.1397 | Hydropower (including PSH) | high | 0.54777 | 12.489 | positive
WALC | 3.7236 | Hydropower (including PSH) | high | 0.14095 | 4.1228 | positive
WAUW | 0.44491 | Hydropower (including PSH) | high | 0.10359 | 0.93235 | positive
YAD | 5.261 | Hydropower (including PSH) | low | 0.46468 | 10.223 | positive

## Figure_49
SOLAR WIND PENETRATION | AVERAGE RAMPING OF INSTALLED CAPACITY | FUEL TYPE
5.8229 | 6.3739 | Hydropower (including PSH)
10.2673 | 1.9933 | Hydropower (including PSH)
0 | 4.0303 | Hydropower (including PSH)
26.5991 | 3.3701 | Hydropower (including PSH)
0 | 5.3967 | Hydropower (including PSH)
0 | 5.4699 | Hydropower (including PSH)
0 | 9.6283 | Hydropower (including PSH)
21.6284 | 3.8555 | Hydropower (including PSH)
0 | 8.5501 | Hydropower (including PSH)
25.8529 | 2.0591 | Hydropower (including PSH)
6.2109 | 3.2055 | Hydropower (including PSH)
13.2858 | 2.7557 | Hydropower (including PSH)
0 | 1.508 | Hydropower (including PSH)
10.5502 | 2.9136 | Hydropower (including PSH)
9.7306 | 0.7676 | Hydropower (including PSH)
4.9129 | 2.607 | Hydropower (including PSH)
19.1773 | 2.9713 | Hydropower (including PSH)
23.9254 | 1.9206 | Hydropower (including PSH)
17.776 | 4.1862 | Hydropower (including PSH)
5.1657 | 4.6569 | Hydropower (including PSH)
32.238 | 5.0287 | Hydropower (including PSH)
0 | 7.4313 | Hydropower (including PSH)
0 | 3.2687 | Hydropower (including PSH)
0 | 3.2255 | Hydropower (including PSH)
0 | 11.3358 | Hydropower (including PSH)
0 | 4.4365 | Hydropower (including PSH)
20.6955 | 2.8857 | Hydropower (including PSH)
2.3754 | 8.0134 | Hydropower (including PSH)
21.8318 | 2.3273 | Hydropower (including PSH)
0 | 1.5284 | Hydropower (including PSH)
0 | 3.0384 | Hydropower (including PSH)
0.72543 | 4.5385 | Hydropower (including PSH)
4.9886 | 6.1397 | Hydropower (including PSH)
0 | 3.7236 | Hydropower (including PSH)
0 | 0.44491 | Hydropower (including PSH)
0 | 5.261 | Hydropower (including PSH)

## Figure_50
PEAKING HYDROPOWER CAPACITY | AVERAGE RAMPING OF INSTALLED CAPACITY | NERC REGION
73.7011 | 6.3739 | WECC
45.5987 | 1.9933 | WECC
2.9776 | 4.0303 | WECC
29.5195 | 3.3701 | WECC
84.2105 | 5.3967 | SERC
100 | 5.4699 | WECC
44.6631 | 9.6283 | SERC
25.2643 | 3.8555 | TRE
98.6862 | 8.5501 | WECC
67.4792 | 2.0591 | WECC
58.2272 | 3.2055 | NPCC
0 | 2.7557 | WECC
0 | 1.508 | SERC
64.1017 | 2.9136 | MRO
30.0602 | 0.7676 | WECC
41.5333 | 2.607 | NPCC
10.921 | 2.9713 | WECC
49.9468 | 1.9206 | WECC
68.9986 | 4.1862 | WECC
67.4952 | 4.6569 | RFC
85.7857 | 5.0287 | WECC
0 | 7.4313 | SERC
2.6125 | 3.2687 | SERC
55.7238 | 3.2255 | WECC
74.3315 | 11.3358 | SERC
67.7414 | 4.4365 | SERC
55.0674 | 2.8857 | MRO
98.2143 | 8.0134 | WECC
84.7224 | 2.3273 | MRO
0 | 1.5284 | WECC
59.6986 | 3.0384 | WECC
45.4949 | 4.5385 | SERC
71.7025 | 6.1397 | WECC
98.5746 | 3.7236 | WECC
92.3961 | 0.44491 | WECC
15.3346 | 5.261 | SERC

## Figure_51
The data used to produce this figure are protected under a service agreement signed with North American Electricity Reliability Corporation (NERC).

## Figure_52
YEAR | HYDRO MILEAGE | WIND MILEAGE | PEAKING FRACTION
2007 | 0.504 | 4.32 | 0.40241
2008 | 0.5152 | 7.79 | 0.39902
2009 | 0.4405 | 9.13 | 0.39707
2010 | 0.4095 | 12.69 | 0.38719
2011 | 0.4488 | 15.61 | 0.34975
2012 | 0.4542 | 18.13 | 0.34779
2013 | 0.4283 | 19.44 | 0.35846
2014 | 0.4167 | 19.23 | 0.35107
2015 | 0.4213 | 17.11 | 0.37692
2016 | 0.3891 | 16.5 | 0.36865
2017 | 0.4284 | 19.01 | 0.36239
2018 | 0.4486 | 13.48 | 0.36998
2019 | 0.4675 | 12.36 | 0.38422

## Figure_53
TYPE | CAPACITY
Blackstart | 303.7
Capacity | 465.2
Regulation | 218.1
Spinning Reserve | 1031.7
Supplemental Reserve | 992.1
Uplift | 1173.8
Voltage Support | 952.9

## Figure_54
YEAR | TYPE | SOURCE | PERCENTAGE
2014 | Regulation | Battery | 16.1
2015 | Regulation | Battery | 23.8
2016 | Regulation | Battery | 38.2
2017 | Regulation | Battery | 30
2018 | Regulation | Battery | 21.2
2019 | Regulation | Battery | 23.7
2014 | Regulation | Hydropower | 18.2
2015 | Regulation | Hydropower | 19.2
2016 | Regulation | Hydropower | 19.7
2017 | Regulation | Hydropower | 20
2018 | Regulation | Hydropower | 19.5
2019 | Regulation | Hydropower | 17.8
2014 | Regulation | Natural Gas | 54
2015 | Regulation | Natural Gas | 43.9
2016 | Regulation | Natural Gas | 31.7
2017 | Regulation | Natural Gas | 40.2
2018 | Regulation | Natural Gas | 48.3
2019 | Regulation | Natural Gas | 47.9
2014 | Regulation | Other | 11.7
2015 | Regulation | Other | 13.1
2016 | Regulation | Other | 10.4
2017 | Regulation | Other | 9.8
2018 | Regulation | Other | 11
2019 | Regulation | Other | 10.6
2015 | Day-Ahead Scheduling Reserve | Hydropower | 12
2016 | Day-Ahead Scheduling Reserve | Hydropower | 18
2017 | Day-Ahead Scheduling Reserve | Hydropower | 18
2018 | Day-Ahead Scheduling Reserve | Hydropower | 12.3
2019 | Day-Ahead Scheduling Reserve | Hydropower | 10.4
2015 | Day-Ahead Scheduling Reserve | Natural Gas | 65.8
2016 | Day-Ahead Scheduling Reserve | Natural Gas | 67.3
2017 | Day-Ahead Scheduling Reserve | Natural Gas | 72.5
2018 | Day-Ahead Scheduling Reserve | Natural Gas | 79.9
2019 | Day-Ahead Scheduling Reserve | Natural Gas | 83.2
2015 | Day-Ahead Scheduling Reserve | Other | 22.2
2016 | Day-Ahead Scheduling Reserve | Other | 14.7
2017 | Day-Ahead Scheduling Reserve | Other | 9.5
2018 | Day-Ahead Scheduling Reserve | Other | 7.8
2019 | Day-Ahead Scheduling Reserve | Other | 6.4
2014 | Nonsynchronized Primary Reserve | Hydropower | 47.9
2015 | Nonsynchronized Primary Reserve | Hydropower | 38.8
2016 | Nonsynchronized Primary Reserve | Hydropower | 64.3
2017 | Nonsynchronized Primary Reserve | Hydropower | 46.8
2018 | Nonsynchronized Primary Reserve | Hydropower | 21.5
2019 | Nonsynchronized Primary Reserve | Hydropower | 12.6
2014 | Nonsynchronized Primary Reserve | Natural Gas | 50
2015 | Nonsynchronized Primary Reserve | Natural Gas | 58.4
2016 | Nonsynchronized Primary Reserve | Natural Gas | 35
2017 | Nonsynchronized Primary Reserve | Natural Gas | 52.2
2018 | Nonsynchronized Primary Reserve | Natural Gas | 78
2019 | Nonsynchronized Primary Reserve | Natural Gas | 87
2014 | Nonsynchronized Primary Reserve | Other | 2.1
2015 | Nonsynchronized Primary Reserve | Other | 2.8
2016 | Nonsynchronized Primary Reserve | Other | 0.7
2017 | Nonsynchronized Primary Reserve | Other | 1
2018 | Nonsynchronized Primary Reserve | Other | 0.5
2019 | Nonsynchronized Primary Reserve | Other | 0.4

## Figure_55
YEAR | FUEL | TYPE | PERCENTAGE
2014 | Other | Regulation Down | 0
2014 | Hydropower | Regulation Down | 16.37
2014 | Imports | Regulation Down | 24.46
2014 | Battery | Regulation Down | 0.01
2014 | Natural Gas | Regulation Down | 59.16
2015 | Other | Regulation Down | 0
2015 | Hydropower | Regulation Down | 8.39
2015 | Imports | Regulation Down | 10.57
2015 | Battery | Regulation Down | 0.11
2015 | Natural Gas | Regulation Down | 80.93
2015 | Other | Regulation Down | 0
2016 | Other | Regulation Down | 0
2016 | Hydropower | Regulation Down | 32.79
2016 | Imports | Regulation Down | 19.01
2016 | Battery | Regulation Down | 1.28
2016 | Natural Gas | Regulation Down | 46.92
2017 | Other | Regulation Down | 0
2017 | Hydropower | Regulation Down | 34.01
2017 | Imports | Regulation Down | 18.33
2017 | Battery | Regulation Down | 4.91
2017 | Natural Gas | Regulation Down | 42.75
2018 | Battery | Regulation Down | 12.34
2018 | Other | Regulation Down | 0
2018 | Hydropower | Regulation Down | 34.7
2018 | Imports | Regulation Down | 1.74
2018 | Natural Gas | Regulation Down | 51.22
2019 | Battery | Regulation Down | 18.08
2019 | Other | Regulation Down | 0
2019 | Hydropower | Regulation Down | 37.15
2019 | Imports | Regulation Down | 1.48
2019 | Natural Gas | Regulation Down | 43.29
2019 | Other | Regulation Down | 0
2014 | Other | Regulation Up | 0
2014 | Hydropower | Regulation Up | 29.97
2014 | Imports | Regulation Up | 25.9
2014 | Battery | Regulation Up | 0.01
2014 | Natural Gas | Regulation Up | 44.12
2015 | Other | Regulation Up | 0
2015 | Hydropower | Regulation Up | 26.61
2015 | Imports | Regulation Up | 22.91
2015 | Battery | Regulation Up | 0.11
2015 | Natural Gas | Regulation Up | 50.37
2015 | Other | Regulation Up | 0
2016 | Other | Regulation Up | 0
2016 | Hydropower | Regulation Up | 36.19
2016 | Imports | Regulation Up | 24.46
2016 | Battery | Regulation Up | 1.31
2016 | Natural Gas | Regulation Up | 38.04
2017 | Other | Regulation Up | 0
2017 | Hydropower | Regulation Up | 26.12
2017 | Imports | Regulation Up | 31.27
2017 | Battery | Regulation Up | 6.7
2017 | Natural Gas | Regulation Up | 35.91
2018 | Battery | Regulation Up | 15.77
2018 | Other | Regulation Up | 0
2018 | Hydropower | Regulation Up | 36.56
2018 | Imports | Regulation Up | 21.95
2018 | Natural Gas | Regulation Up | 25.72
2019 | Battery | Regulation Up | 25.02
2019 | Other | Regulation Up | 0
2019 | Hydropower | Regulation Up | 26.98
2019 | Imports | Regulation Up | 22.15
2019 | Natural Gas | Regulation Up | 25.85
2019 | Other | Regulation Up | 0
2014 | Other | Non-spinning Reserve | 0
2014 | Hydropower | Non-spinning Reserve | 3.29
2014 | Imports | Non-spinning Reserve | 1.07
2014 | Battery | Non-spinning Reserve | 0
2014 | Natural Gas | Non-spinning Reserve | 95.64
2015 | Other | Non-spinning Reserve | 0
2015 | Hydropower | Non-spinning Reserve | 2.26
2015 | Imports | Non-spinning Reserve | 0.1
2015 | Battery | Non-spinning Reserve | 0
2015 | Natural Gas | Non-spinning Reserve | 97.63
2015 | Other | Non-spinning Reserve | 0
2016 | Other | Non-spinning Reserve | 0
2016 | Hydropower | Non-spinning Reserve | 9.82
2016 | Imports | Non-spinning Reserve | 0.09
2016 | Battery | Non-spinning Reserve | 0
2016 | Natural Gas | Non-spinning Reserve | 90.09
2017 | Other | Non-spinning Reserve | 0
2017 | Hydropower | Non-spinning Reserve | 6.91
2017 | Imports | Non-spinning Reserve | 1.05
2017 | Battery | Non-spinning Reserve | 0
2017 | Natural Gas | Non-spinning Reserve | 92.04
2018 | Battery | Non-spinning Reserve | 0
2018 | Other | Non-spinning Reserve | 0
2018 | Hydropower | Non-spinning Reserve | 7.11
2018 | Imports | Non-spinning Reserve | 3.25
2018 | Natural Gas | Non-spinning Reserve | 89.64
2019 | Battery | Non-spinning Reserve | 0
2019 | Other | Non-spinning Reserve | 0
2019 | Hydropower | Non-spinning Reserve | 15.31
2019 | Imports | Non-spinning Reserve | 2.28
2019 | Natural Gas | Non-spinning Reserve | 82.41
2019 | Other | Non-spinning Reserve | 0
2014 | Other | Spinning Reserve | 0
2014 | Hydropower | Spinning Reserve | 60.92
2014 | Imports | Spinning Reserve | 20.45
2014 | Battery | Spinning Reserve | 0
2014 | Natural Gas | Spinning Reserve | 18.63
2015 | Other | Spinning Reserve | 0.01
2015 | Hydropower | Spinning Reserve | 63.05
2015 | Imports | Spinning Reserve | 17.18
2015 | Battery | Spinning Reserve | 0.01
2015 | Natural Gas | Spinning Reserve | 19.75
2015 | Other | Spinning Reserve | 0
2016 | Other | Spinning Reserve | 0
2016 | Hydropower | Spinning Reserve | 53.79
2016 | Imports | Spinning Reserve | 26.72
2016 | Battery | Spinning Reserve | 0
2016 | Natural Gas | Spinning Reserve | 19.48
2017 | Other | Spinning Reserve | 0
2017 | Hydropower | Spinning Reserve | 38.42
2017 | Imports | Spinning Reserve | 26.76
2017 | Battery | Spinning Reserve | 0.98
2017 | Natural Gas | Spinning Reserve | 33.83
2018 | Battery | Spinning Reserve | 1.23
2018 | Other | Spinning Reserve | 0
2018 | Hydropower | Spinning Reserve | 53.75
2018 | Imports | Spinning Reserve | 20.23
2018 | Natural Gas | Spinning Reserve | 24.79
2019 | Battery | Spinning Reserve | 1.59
2019 | Other | Spinning Reserve | 0
2019 | Hydropower | Spinning Reserve | 48.71
2019 | Imports | Spinning Reserve | 22.18
2019 | Natural Gas | Spinning Reserve | 27.44
2019 | Other | Spinning Reserve | 0.08

## Figure_56
OPERATION YEAR | TURBINE MANUFACTURER | CAPACITY MW | NUMBER OF TURBINES
2007 | American Hydro | 265.33 | 26
2007 | Andritz | 401.6 | 5
2007 | GE Renewable Energy | 786.6 | 8
2007 | Other/Unknown | 13.4 | 5
2007 | Voith | 471.6 | 9
2008 | American Hydro | 520.27 | 15
2008 | Andritz | 387 | 5
2008 | GE Renewable Energy | 418.68 | 7
2008 | Other/Unknown | 49.9 | 7
2008 | Voith | 156 | 3
2009 | American Hydro | 229.59 | 12
2009 | Andritz | 403.9 | 5
2009 | GE Renewable Energy | 151 | 3
2009 | Other/Unknown | 22.1 | 3
2009 | Voith | 62.35 | 2
2010 | American Hydro | 542.68 | 10
2010 | Andritz | 138.8 | 2
2010 | GE Renewable Energy | 452.2 | 8
2010 | Other/Unknown | 20.6 | 5
2010 | Voith | 294.4 | 6
2011 | American Hydro | 808.48 | 17
2011 | Andritz | 248.1 | 20
2011 | GE Renewable Energy | 552 | 4
2011 | Other/Unknown | 57.7 | 14
2011 | Voith | 322 | 6
2012 | American Hydro | 358.44 | 8
2012 | Andritz | 158.8 | 3
2012 | GE Renewable Energy | 342.7 | 6
2012 | Other/Unknown | 24.02 | 9
2012 | Voith | 371 | 10
2013 | American Hydro | 549.46 | 7
2013 | Andritz | 160 | 3
2013 | GE Renewable Energy | 321.6 | 4
2013 | Other/Unknown | 43 | 3
2013 | Voith | 514.15 | 8
2014 | American Hydro | 369.38 | 7
2014 | Andritz | 25 | 1
2014 | GE Renewable Energy | 309.6 | 7
2014 | Other/Unknown | 12.4 | 4
2014 | Toshiba | 21 | 1
2014 | Voith | 274.3 | 8
2015 | American Hydro | 24.61 | 6
2015 | Andritz | 25 | 1
2015 | GE Renewable Energy | 333.5 | 3
2015 | Other/Unknown | 22.2 | 5
2015 | Toshiba | 383 | 2
2015 | Voith | 28.8 | 2
2016 | American Hydro | 137.4 | 8
2016 | GE Renewable Energy | 246.4 | 3
2016 | Other/Unknown | 11 | 3
2016 | Toshiba | 362 | 1
2016 | Voith | 239.4 | 9
2017 | American Hydro | 132.07 | 12
2017 | GE Renewable Energy | 232.4 | 3
2017 | Other/Unknown | 6 | 1
2017 | Toshiba | 362 | 1
2017 | Voith | 102.8 | 8
2018 | American Hydro | 407.16 | 3
2018 | GE Renewable Energy | 176.4 | 2
2018 | Other/Unknown | 7.81 | 8
2018 | Toshiba | 362 | 1
2018 | Voith | 77 | 2
2019 | American Hydro | 382.23 | 11
2019 | Andritz | 7.01 | 3
2019 | GE Renewable Energy | 112.4 | 3
2019 | Other/Unknown | 0.6 | 5
2019 | Toshiba | 362 | 1
2019 | Voith | 159.2 | 3

## Figure_57
TURBINE TYPE | TURBINE MANUFACTURER | CAPACITY MW | NUMBER OF TURBINES
Other/Unknown | American Hydro | 2508.72 | 8
Other/Unknown | Other/Unknown | 9.31 | 9
Other/Unknown | Voith | 3.2 | 1
Pelton | GE Renewable Energy | 56 | 1
Pelton | Other/Unknown | 56.18 | 10
Pelton | Voith | 11.25 | 1
Kaplan | American Hydro | 276.7 | 27
Kaplan | Andritz | 324 | 28
Kaplan | GE Renewable Energy | 667.1 | 15
Kaplan | Other/Unknown | 45.7 | 15
Kaplan | Voith | 2193.35 | 50
Francis | American Hydro | 1941.67 | 107
Francis | Andritz | 1631.21 | 20
Francis | GE Renewable Energy | 3712.38 | 45
Francis | Other/Unknown | 179.54 | 38
Francis | Toshiba | 1852 | 7
Francis | Voith | 865.2 | 24

## Figure_58
YEAR | COUNTRY | EXPORT VALUE MILLION 2019 | IMPORT VALUE MILLION 2019
1996 | Brazil | 0.55 | 7
1996 | Canada | 22.96 | 11.04
1996 | China | 7.71 | 1.57
1996 | Germany | 2.26 | 1.02
1996 | Italy | 0.45 | 13.53
1996 | Mexico | 0.43 | 7.15
1996 | Other | 4.21 | 0.03
1996 | Other Asia | 14.17 | 2.17
1996 | Other Europe | 1.48 | 12.96
1996 | Other South America | 24.55 | 0.06
1996 | South Korea | 1.5 | 0.9
1996 | United Kingdom | 1.46 | 4.4
1997 | Brazil | 0.47 | 9.22
1997 | Canada | 15.11 | 12.64
1997 | China | 12.92 | 0.01
1997 | Germany | 1.49 | 7.36
1997 | Italy | 0.13 | 15.09
1997 | Mexico | 0.95 | 2.72
1997 | Other | 9.32 | 1.41
1997 | Other Asia | 9.78 | 4.42
1997 | Other Europe | 3.05 | 5.54
1997 | Other South America | 11.99 | 0.49
1997 | South Korea | 1.57 | 0
1997 | United Kingdom | 4.83 | 1
1998 | Brazil | 0.59 | 4.56
1998 | Canada | 14.97 | 6.15
1998 | China | 14.19 | 0.07
1998 | Germany | 2.27 | 5.87
1998 | Italy | 1.39 | 5.61
1998 | Mexico | 6.53 | 1.09
1998 | Other | 9.5 | 1.29
1998 | Other Asia | 6.39 | 0.37
1998 | Other Europe | 4.63 | 2.05
1998 | Other South America | 12.44 | 0.01
1998 | South Korea | 0 | 1.61
1998 | United Kingdom | 6.25 | 1.01
1999 | Brazil | 0.98 | 3.63
1999 | Canada | 9.55 | 3.61
1999 | China | 40.03 | 0.05
1999 | Germany | 0.87 | 10.18
1999 | Italy | 0.27 | 6.34
1999 | Mexico | 3.14 | 1.14
1999 | Other | 9.54 | 0.08
1999 | Other Asia | 7.48 | 2.11
1999 | Other Europe | 3.91 | 4.8
1999 | Other South America | 2.9 | 3.1
1999 | South Korea | 2.7 | 0.18
1999 | United Kingdom | 2.4 | 1.76
2000 | Brazil | 0.36 | 6.51
2000 | Canada | 13.46 | 4.54
2000 | China | 29.84 | 0.08
2000 | Germany | 0.55 | 3.58
2000 | Italy | 0.2 | 8.4
2000 | Mexico | 2.29 | 2.44
2000 | Other | 5.68 | 0.17
2000 | Other Asia | 8.67 | 1.22
2000 | Other Europe | 1.64 | 6.84
2000 | Other South America | 2.27 | 4.63
2000 | South Korea | 2.14 | 0.78
2000 | United Kingdom | 3.38 | 0.45
2001 | Brazil | 0.66 | 4.22
2001 | Canada | 16.93 | 14.45
2001 | China | 8.32 | 0
2001 | Germany | 3.38 | 1.53
2001 | Italy | 0.25 | 0.1
2001 | Mexico | 2.52 | 1.67
2001 | Other | 4.36 | 0.13
2001 | Other Asia | 4.3 | 0.43
2001 | Other Europe | 4.73 | 11.94
2001 | Other South America | 0.6 | 0
2001 | South Korea | 0.28 | 0.5
2001 | United Kingdom | 4.82 | 0.14
2002 | Brazil | 0.42 | 10.98
2002 | Canada | 14.08 | 14.38
2002 | China | 1.04 | 0.05
2002 | Germany | 3.04 | 2.86
2002 | Italy | 0.34 | 0.24
2002 | Mexico | 1.27 | 0.73
2002 | Other | 7.48 | 0.51
2002 | Other Asia | 4.56 | 1.24
2002 | Other Europe | 3.71 | 11
2002 | Other South America | 1.3 | 1.11
2002 | South Korea | 1.64 | 0.74
2002 | United Kingdom | 4.57 | 0.37
2003 | Brazil | 0.08 | 5.04
2003 | Canada | 8.41 | 23.3
2003 | China | 1.91 | 0
2003 | Germany | 1.11 | 5.93
2003 | Italy | 1.29 | 0.01
2003 | Mexico | 2.22 | 0.6
2003 | Other | 7.66 | 0.85
2003 | Other Asia | 5.15 | 0.76
2003 | Other Europe | 2.71 | 10.62
2003 | Other South America | 2.12 | 0.01
2003 | South Korea | 0.7 | 0.16
2003 | United Kingdom | 2.2 | 0.81
2004 | Brazil | 0.4 | 9.12
2004 | Canada | 7.81 | 17.9
2004 | China | 1.16 | 0.08
2004 | Germany | 1.13 | 2.6
2004 | Italy | 0.88 | 0.17
2004 | Mexico | 1.23 | 0.01
2004 | Other | 7.74 | 0.04
2004 | Other Asia | 4.61 | 0.52
2004 | Other Europe | 1.95 | 11.96
2004 | Other South America | 1.65 | 0.16
2004 | South Korea | 1.26 | 0.02
2004 | United Kingdom | 1.4 | 0.82
2005 | Brazil | 0.88 | 10.89
2005 | Canada | 13.24 | 22.57
2005 | China | 5.89 | 0.37
2005 | Germany | 1.04 | 3.61
2005 | Italy | 0.78 | 0.07
2005 | Mexico | 0.34 | 0.04
2005 | Other | 11.98 | 0.81
2005 | Other Asia | 10.33 | 0.49
2005 | Other Europe | 2.37 | 13.9
2005 | Other South America | 3.96 | 0.01
2005 | South Korea | 0.86 | 1.5
2005 | United Kingdom | 1.06 | 1.38
2006 | Brazil | 2.14 | 6.92
2006 | Canada | 12.38 | 29.49
2006 | China | 3.02 | 3.68
2006 | Germany | 0.6 | 3.39
2006 | Italy | 0.83 | 0.23
2006 | Mexico | 0.49 | 0.83
2006 | Other | 20.9 | 1.23
2006 | Other Asia | 6.94 | 1.9
2006 | Other Europe | 5.23 | 10.22
2006 | Other South America | 3.63 | 0.49
2006 | South Korea | 0.93 | 0
2006 | United Kingdom | 1.67 | 0.67
2007 | Brazil | 0.27 | 7.04
2007 | Canada | 8.62 | 32.74
2007 | China | 3.86 | 0.49
2007 | Germany | 3.31 | 2.48
2007 | Italy | 0.84 | 0.18
2007 | Mexico | 0.95 | 0.36
2007 | Other | 7.51 | 1.73
2007 | Other Asia | 8.27 | 0.86
2007 | Other Europe | 5.92 | 13.37
2007 | Other South America | 3.74 | 0.01
2007 | South Korea | 0.85 | 0.64
2007 | United Kingdom | 2.81 | 1.19
2008 | Brazil | 0.93 | 8.32
2008 | Canada | 17.35 | 26.95
2008 | China | 1.5 | 0.27
2008 | Germany | 0.57 | 1.58
2008 | Italy | 2.03 | 0.43
2008 | Mexico | 0.3 | 0.21
2008 | Other | 16.42 | 0.12
2008 | Other Asia | 5.84 | 6.47
2008 | Other Europe | 3.99 | 6.79
2008 | Other South America | 5.57 | 1.18
2008 | South Korea | 1.57 | 2.65
2008 | United Kingdom | 2.7 | 1.35
2009 | Brazil | 0.2 | 5.02
2009 | Canada | 28.89 | 19.4
2009 | China | 3.79 | 5.78
2009 | Germany | 1.13 | 1.4
2009 | Italy | 1.73 | 0.01
2009 | Mexico | 1.28 | 1.43
2009 | Other | 11.96 | 0.01
2009 | Other Asia | 6.84 | 4.01
2009 | Other Europe | 6.34 | 13.73
2009 | Other South America | 8.27 | 0
2009 | South Korea | 2.47 | 9.37
2009 | United Kingdom | 2.14 | 0.65
2010 | Brazil | 0.99 | 4.8
2010 | Canada | 28.1 | 25.44
2010 | China | 0.18 | 9.13
2010 | Germany | 0.4 | 1.51
2010 | Italy | 0.11 | 0.82
2010 | Mexico | 0.98 | 2.31
2010 | Other | 15.45 | 0.11
2010 | Other Asia | 5.37 | 5.01
2010 | Other Europe | 5.24 | 9.98
2010 | Other South America | 10.13 | 0
2010 | South Korea | 2.06 | 8.96
2010 | United Kingdom | 1.79 | 0.76
2011 | Brazil | 1.67 | 10.34
2011 | Canada | 21.52 | 27.7
2011 | China | 0.36 | 6.11
2011 | Germany | 0.69 | 2.42
2011 | Italy | 0.16 | 0.01
2011 | Mexico | 0.78 | 0.32
2011 | Other | 7.04 | 0.15
2011 | Other Asia | 2.16 | 0.85
2011 | Other Europe | 8.71 | 8.07
2011 | Other South America | 5.4 | 0
2011 | South Korea | 1.29 | 2.94
2011 | United Kingdom | 0.66 | 0.73
2012 | Brazil | 0.26 | 18.89
2012 | Canada | 40.83 | 34.52
2012 | China | 0.2 | 7.07
2012 | Germany | 1.05 | 2.26
2012 | Italy | 0.19 | 0.11
2012 | Mexico | 8.49 | 2.12
2012 | Other | 9.17 | 0.14
2012 | Other Asia | 2.27 | 1.09
2012 | Other Europe | 3.47 | 8.08
2012 | Other South America | 17.71 | 0.01
2012 | South Korea | 3.47 | 1.27
2012 | United Kingdom | 8.75 | 0.23
2013 | Brazil | 0.27 | 14.98
2013 | Canada | 32.68 | 27.21
2013 | China | 0.23 | 20.55
2013 | Germany | 0.71 | 2.46
2013 | Italy | 2.09 | 0.21
2013 | Mexico | 11.99 | 3.44
2013 | Other | 11.48 | 0.04
2013 | Other Asia | 3.15 | 3.07
2013 | Other Europe | 3.54 | 12.11
2013 | Other South America | 6.64 | 0
2013 | South Korea | 0.65 | 2.99
2013 | United Kingdom | 1.75 | 1.24
2014 | Brazil | 1.13 | 4.96
2014 | Canada | 26.39 | 21.98
2014 | China | 0.26 | 1.98
2014 | Germany | 0.38 | 2.14
2014 | Italy | 0.06 | 1.41
2014 | Mexico | 9.58 | 1.97
2014 | Other | 8.61 | 0.24
2014 | Other Asia | 3.21 | 3.05
2014 | Other Europe | 1.83 | 8.04
2014 | Other South America | 6.15 | 0.01
2014 | South Korea | 0.27 | 1.89
2014 | United Kingdom | 2.26 | 0.47
2015 | Brazil | 0.15 | 3.65
2015 | Canada | 26.67 | 20.13
2015 | China | 0.46 | 21.04
2015 | Germany | 0.17 | 3.47
2015 | Italy | 0.02 | 0.98
2015 | Mexico | 5.92 | 0.56
2015 | Other | 13.17 | 0.03
2015 | Other Asia | 4.45 | 1.93
2015 | Other Europe | 0.75 | 9.86
2015 | Other South America | 6.33 | 0
2015 | South Korea | 0.16 | 1.69
2015 | United Kingdom | 4.33 | 3.53
2016 | Brazil | 0.23 | 4.86
2016 | Canada | 21.92 | 17.46
2016 | China | 1.25 | 14.66
2016 | Germany | 0.11 | 0.98
2016 | Italy | 0.05 | 0.59
2016 | Mexico | 7.97 | 1.59
2016 | Other | 8.08 | 0.04
2016 | Other Asia | 7.65 | 1.17
2016 | Other Europe | 3.31 | 3.76
2016 | Other South America | 12.32 | 0.03
2016 | South Korea | 0.11 | 2.89
2016 | United Kingdom | 4.95 | 3.65
2017 | Brazil | 0.39 | 8.86
2017 | Canada | 13.98 | 12.54
2017 | China | 0.27 | 16.91
2017 | Germany | 0.78 | 0.82
2017 | Italy | 0.07 | 4.63
2017 | Mexico | 7.78 | 1.89
2017 | Other | 4.57 | 0.1
2017 | Other Asia | 1.98 | 1.62
2017 | Other Europe | 6.08 | 4.08
2017 | Other South America | 8.01 | 0
2017 | South Korea | 0.17 | 2.3
2017 | United Kingdom | 0.51 | 3.05
2018 | Brazil | 0.08 | 4.48
2018 | Canada | 19.28 | 15.49
2018 | China | 0.19 | 16.03
2018 | Germany | 0.66 | 0.72
2018 | Italy | 0.03 | 0.31
2018 | Mexico | 7.27 | 1.42
2018 | Other | 14.04 | 0.72
2018 | Other Asia | 3.79 | 10.33
2018 | Other Europe | 1.35 | 7.18
2018 | Other South America | 6.32 | 0
2018 | South Korea | 0.25 | 3.43
2018 | United Kingdom | 0.58 | 1.09
2019 | Brazil | 0.32 | 8.17
2019 | Canada | 22.51 | 13.89
2019 | China | 0.13 | 6.09
2019 | Germany | 0.04 | 1.15
2019 | Italy | 0.03 | 1.09
2019 | Mexico | 1.11 | 1.34
2019 | Other | 3.7 | 0.77
2019 | Other Asia | 2.12 | 1.86
2019 | Other Europe | 0.45 | 2.68
2019 | Other South America | 2.89 | 0
2019 | South Korea | 0.08 | 1.22
2019 | United Kingdom | 0.3 | 4.42

## Figure_A1
The data used to produce this figure are protected under a service agreement signed with North American Electricity Reliability Corporation (NERC).

## Figure_A2
The data used to produce this figure are protected under a service agreement signed with North American Electricity Reliability Corporation (NERC).